## Master_Asset_Register
Asset_UID | Asset_Tag | Asset_Name | Asset_Description | Discipline | Category | Subcategory | System_Area | Location_Name | Location_Tag | Building | Floor_Area | Zone | Manufacturer_Brand | Model | Country_Of_Origin | Capacity_Size | Quantity | Install_Date | Install_Year | PPM_Frequency | PPM_Interval | Is_Asset_Active | Life_Expectancy_Years | Current_Age_Years | ERL_Years | Condition | Status | Supplier_Vendor | AMC_Contractor | Responsibility_Owner | Notes_Remarks | Tag_Duplicate_Flag | Source_Sheet | Source_Row
STP-TANK-001 | STP-CL-TANK | Chlorine Dosing Tank | Disinfection | STP Equipment | Disinfection | Tanks | Disinfection | [5 empty] | Seko | SER 1000 | Italy |  |  |  | 2019 |  |  |  | 25 |  |  |  | Working |  |  |  | Vertical Cylindrical, PE | False | STP Equipment | 2
STP-TANK-002 | STP-CIP-CA-TANK | MBR CIP Citric Acid (MC&RC) Tank | MC&RC | STP Equipment | MC&RC | Tanks | CIP System | [5 empty] | Seko | SER 250 | Italy |  |  |  | 2019 |  |  |  | 25 |  |  |  | Working |  |  |  | Vertical Cylindrical, PE | False | STP Equipment | 3
STP-TANK-003 | STP-CIP-SH-TANK-MC | MBR CIP Sodium Hypo (MC) Tank | MC | STP Equipment | MC | Tanks | CIP System | [5 empty] | Seko | SER 350 | Italy |  |  |  | 2019 |  |  |  | 25 |  |  |  | Working |  |  |  | Vertical Cylindrical, PE | False | STP Equipment | 4
STP-TANK-004 | STP-CIP-SH-TANK-RC | MBR CIP Sodium Hypo (RC) Tank | RC | STP Equipment | RC | Tanks | CIP System | [5 empty] | Seko | SER 500 | Italy |  |  |  | 2019 |  |  |  | 25 |  |  |  | Working |  |  |  | Vertical Cylindrical, PE | False | STP Equipment | 5
STP-DOS-001 | STP-CIP-CA-P | MBR CIP Citric Acid (MC&RC) Pump | MC&RC | STP Equipment | MC&RC | Chemical Dosing | CIP System | [5 empty] | Grundfos | TBD | Hungary |  |  |  | 2019 |  |  |  | 13 |  |  |  | Working |  |  |  | CIP cleaning system | False | STP Equipment | 6
STP-DOS-002 | STP-CIP-SH-P-MC | MBR CIP Sodium Hypo (MC) Pump | MC | STP Equipment | MC | Chemical Dosing | CIP System | [5 empty] | Grundfos | TBD | Hungary |  |  |  | 2019 |  |  |  | 13 |  |  |  | Working |  |  |  | CIP cleaning system | False | STP Equipment | 7
STP-DOS-003 | STP-CIP-SH-P-RC | MBR CIP Sodium Hypo (RC) Pump | RC | STP Equipment | RC | Chemical Dosing | CIP System | [5 empty] | Grundfos | TBD | Hungary |  |  |  | 2019 |  |  |  | 13 |  |  |  | Working |  |  |  | CIP cleaning system | False | STP Equipment | 8
STP-DOS-004 | STP-CL-P-01 | Chlorine Dosing Pump 1 | Duty with VFD | STP Equipment | Duty with VFD | Chemical Dosing | Disinfection | [5 empty] | Grundfos | DDE 6-10 | Hungary |  |  |  | 2019 |  |  |  | 13 |  |  |  | Working |  |  |  | Diaphragm pump, PVC/Ceramic/FKM | False | STP Equipment | 9
STP-DOS-005 | STP-CL-P-02 | Chlorine Dosing Pump 2 | Standby with VFD | STP Equipment | Standby with VFD | Chemical Dosing | Disinfection | [5 empty] | Grundfos | DDE 6-10 | France |  |  |  | 2019 |  |  |  | 13 |  |  |  | Working |  |  |  | Diaphragm pump, PVC/Ceramic/FKM | False | STP Equipment | 10
STP-CTRL-001 | STP-MCC-PLC | Control Panel - Form 4 MCC + PLC Form 2 | Main MCC + PLC cabinet | STP Equipment | Main MCC + PLC cabinet | Control System | Control Room | [5 empty] | BCT | Form 4 MCC + PLC Form 2 | UAE |  |  |  | 2019 |  |  |  | 20 |  |  |  | Working |  |  |  | Main process control | False | STP Equipment | 11
STP-CTRL-002 | STP-PLC-01 | PLC System | CompactLogix 3570 L2 | STP Equipment | CompactLogix 3570 L2 | Control System | Control Room | [5 empty] | Allen Bradley | CompactLogix 3570 L2 | USA |  |  |  | 2019 |  |  |  | 15 |  |  |  | Working |  |  |  | Main process controller | False | STP Equipment | 12
STP-PUMP-001 | STP-ILS-P-01 | Raw Sewage Transfer Pump 1 | Duty pump with VFD | STP Equipment | Duty pump with VFD | Pumps | Lifting Station | [5 empty] | KSB | KRTF 80-250/164XG-S | Germany |  |  |  | 2019 |  |  |  | 13 |  |  |  | Working |  |  |  | Closed Coupled Free Vortex, Vertical Submersible | False | STP Equipment | 13
STP-PUMP-002 | STP-ILS-P-02 | Raw Sewage Transfer Pump 2 | Standby pump with VFD | STP Equipment | Standby pump with VFD | Pumps | Lifting Station | [5 empty] | KSB | KRTF 80-250/164XG-S | Germany |  |  |  | 2019 |  |  |  | 13 |  |  |  | Working |  |  |  | Closed Coupled Free Vortex, Vertical Submersible | False | STP Equipment | 14
STP-SCREEN-001 | STP-CPT-01 | Combine Pre-Treatment Unit | With Screw Screen & Compactor | STP Equipment | With Screw Screen & Compactor | Pre-Treatment | After Lifting Station | [5 empty] | Fluittecco | WAU 3/30 | Italy |  |  |  | 2019 |  |  |  | 15 |  |  |  | Working |  |  |  | Screen CFT-C 500, Grit & Grease Removal | False | STP Equipment | 15
STP-AERO-001 | STP-EBT-AER-01 | Submersible Aerator | Duty with VFD | STP Equipment | Duty with VFD | Aerators | Equalization Tank | [5 empty] | Tsurumi | 100TRN424-54 | Japan |  |  |  | 2019 |  |  |  | 15 |  |  |  | Working |  |  |  | Submersible Semi-open Impeller, SS/CI | False | STP Equipment | 16
STP-PUMP-003 | STP-200-P-01 | Intermediate Pump 1 | Duty pump with VFD | STP Equipment | Duty pump with VFD | Pumps | After EQ Tank | [5 empty] | KSB | Sewablo c F50-216G H 100L.04 | Germany |  |  |  | 2019 |  |  |  | 13 |  |  |  | Working |  |  |  | Closed Coupled, Horizontal Dry Installed | False | STP Equipment | 17
STP-PUMP-004 | STP-200-P-02 | Intermediate Pump 2 | Duty pump with VFD | STP Equipment | Duty pump with VFD | Pumps | After EQ Tank | [5 empty] | KSB | Sewablo c F50-216G H 100L.04 | Germany |  |  |  | 2019 |  |  |  | 13 |  |  |  | Working |  |  |  | Closed Coupled, Horizontal Dry Installed | False | STP Equipment | 18
STP-PUMP-005 | STP-200-P-03 | Intermediate Pump 3 | Standby pump with VFD | STP Equipment | Standby pump with VFD | Pumps | After EQ Tank | [5 empty] | KSB | Sewablo c F50-216G H 100L.04 | Germany |  |  |  | 2019 |  |  |  | 13 |  |  |  | Working |  |  |  | Closed Coupled, Horizontal Dry Installed | False | STP Equipment | 19
STP-SCREEN-002 | STP-MFS-01 | Mechanical Fine Screen 1 | Duty screen | STP Equipment | Duty screen | Pre-Treatment | Before Anoxic Tank | [5 empty] | Fluittecco | GRT-E 600 | Italy |  |  |  | 2019 |  |  |  | 15 |  |  |  | Working |  |  |  | Rotary Drum Screen with compactor | False | STP Equipment | 20
STP-SCREEN-003 | STP-MFS-02 | Mechanical Fine Screen 2 | Duty screen | STP Equipment | Duty screen | Pre-Treatment | Before Anoxic Tank | [5 empty] | Fluittecco | GRT-E 600 | Italy |  |  |  | 2019 |  |  |  | 15 |  |  |  | Working |  |  |  | Rotary Drum Screen with compactor | False | STP Equipment | 21
STP-MIX-001 | STP-ANX-MIX-01 | Anoxic Mixer 1 | Duty mixer | STP Equipment | Duty mixer | Mixers | Anoxic Tank | [5 empty] | SCM | MX-II 21.08.4 | Italy |  |  |  | 2019 |  |  |  | 15 |  |  |  | Working |  |  |  | Submersible 2-Blade, SS Impeller/CI Body | False | STP Equipment | 22
STP-MIX-002 | STP-ANX-MIX-02 | Anoxic Mixer 2 | Duty mixer | STP Equipment | Duty mixer | Mixers | Anoxic Tank | [5 empty] | SCM | MX-II 21.08.4 | Italy |  |  |  | 2019 |  |  |  | 15 |  |  |  | Working |  |  |  | Submersible 2-Blade, SS Impeller/CI Body | False | STP Equipment | 23
STP-BLOW-001 | STP-300-AB-01 | Aeration Tank Air Blower 1 | Duty blower | STP Equipment | Duty blower | Blowers | Aeration Tank | [5 empty] | Mapner | SEM.4.1 TRCB.GCA | Italy |  |  |  | 2019 |  |  |  | 15 |  |  |  | Working |  |  |  | 550 mbar, Positive Displacement, CI Casing | False | STP Equipment | 24
STP-BLOW-002 | STP-300-AB-02 | Aeration Tank Air Blower 2 | Duty blower | STP Equipment | Duty blower | Blowers | Aeration Tank | [5 empty] | Mapner | SEM.4.1 TRCB.GCA | Italy |  |  |  | 2019 |  |  |  | 15 |  |  |  | Working |  |  |  | 550 mbar, Positive Displacement, CI Casing | False | STP Equipment | 25
STP-BLOW-003 | STP-300-AB-03 | Aeration Tank Air Blower 3 | Standby blower | STP Equipment | Standby blower | Blowers | Aeration Tank | [5 empty] | Mapner | SEM.4.1 TRCB.GCA | Italy |  |  |  | 2019 |  |  |  | 15 |  |  |  | Working |  |  |  | 550 mbar, Positive Displacement, CI Casing | False | STP Equipment | 26
STP-BLOW-004 | STP-301-AB-01 | MBR Tank Air Blower 1 | Duty blower | STP Equipment | Duty blower | Blowers | MBR Tank | [5 empty] | Mapner | SEM.4.1 TRCB.GCA | Italy |  |  |  | 2019 |  |  |  | 15 |  |  |  | Working |  |  |  | 475 mbar, Positive Displacement, CI Casing | False | STP Equipment | 27
STP-BLOW-005 | STP-301-AB-02 | MBR Tank Air Blower 2 | Duty blower | STP Equipment | Duty blower | Blowers | MBR Tank | [5 empty] | Mapner | SEM.4.1 TRCB.GCA | Italy |  |  |  | 2019 |  |  |  | 15 |  |  |  | Working |  |  |  | 475 mbar, Positive Displacement, CI Casing | False | STP Equipment | 28
STP-BLOW-006 | STP-301-AB-03 | MBR Tank Air Blower 3 | Standby blower | STP Equipment | Standby blower | Blowers | MBR Tank | [5 empty] | Mapner | SEM.4.1 TRCB.GCA | Italy |  |  |  | 2019 |  |  |  | 15 |  |  |  | Working |  |  |  | 475 mbar, Positive Displacement, CI Casing | False | STP Equipment | 29
STP-BLOW-007 | STP-SHT-AB-01 | Sludge Holding Tank Blower 1 | Duty blower with VFD | STP Equipment | Duty blower with VFD | Blowers | Sludge Tank | [5 empty] | Mapner | SEM.4.1 TRCB.GCA | Italy |  |  |  | 2019 |  |  |  | 15 |  |  |  | Working |  |  |  | 500 mbar, Positive Displacement, CI Casing | False | STP Equipment | 30
STP-BLOW-008 | STP-SHT-AB-02 | Sludge Holding Tank Blower 2 | Standby blower with VFD | STP Equipment | Standby blower with VFD | Blowers | Sludge Tank | [5 empty] | Mapner | SEM.4.1 TRCB.GCA | Italy |  |  |  | 2019 |  |  |  | 15 |  |  |  | Working |  |  |  | 500 mbar, Positive Displacement, CI Casing | False | STP Equipment | 31
STP-DIFF-001 | STP-FBD-01 | Fine Bubble Diffuser Set | Aeration Tank | STP Equipment | Aeration Tank | Diffusers | Aeration Tank | [5 empty] | EDI | Flex Air - 9" Micro | USA |  |  |  | 2019 |  |  |  | 10 |  |  |  | Working |  |  |  | Disc Type, EPDM membrane, 0-9.5 m³/h | False | STP Equipment | 32
STP-DIFF-002 | STP-CBD-01 | Coarse Bubble Diffuser Set | Sludge Holding Tank | STP Equipment | Sludge Holding Tank | Diffusers | Sludge Tank | [5 empty] | EDI | Max Air - Duplex | USA |  |  |  | 2019 |  |  |  | 10 |  |  |  | Working |  |  |  | Tubular Type, PVC, 0.87 m³/h | False | STP Equipment | 33
STP-PUMP-006 | STP-602-P-01 | TSE Pump 1 | Duty pump | STP Equipment | Duty pump | Pumps | TSE Tank | [5 empty] | Grundfos | ETB 080-065-200 GG AV10D200224 B | Denmark |  |  |  | 2019 |  |  |  | 13 |  |  |  | Working |  |  |  | Treated Sewage Effluent | False | STP Equipment | 34
STP-PUMP-007 | STP-602-P-02 | TSE Pump 2 | Standby pump | STP Equipment | Standby pump | Pumps | TSE Tank | [5 empty] | Grundfos | ETB 080-065-200 GG AV10D200224 B | Denmark |  |  |  | 2019 |  |  |  | 13 |  |  |  | Working |  |  |  | Treated Sewage Effluent | False | STP Equipment | 35
STP-DEW-001 | STP-CENT-01 | Sludge Dewatering Centrifuge | Duty unit | STP Equipment | Duty unit | Dewatering | Sludge Building | [5 empty] | Alfa Laval | UCD 205 | Sweden |  |  |  | 2019 |  |  |  | 15 |  |  |  | Working |  |  |  | Horizontal 2 geared drive, SS C-nimo Bowl & Scroll | False | STP Equipment | 36
STP-PUMP-008 | STP-SLD-P-01 | Sludge Pump 1 | Duty pump | STP Equipment | Duty pump | Pumps | Sludge Dewatering | [5 empty] | Netzsch | NM03BBY01L068 | Germany |  |  |  | 2019 |  |  |  | 13 |  |  |  | Working |  |  |  | Horizontal Progressive Cavity, CI Housing | False | STP Equipment | 37
STP-PUMP-009 | STP-SLD-P-02 | Sludge Pump 2 | Standby pump | STP Equipment | Standby pump | Pumps | Sludge Dewatering | [5 empty] | Netzsch | NM03BBY01L068 | Germany |  |  |  | 2019 |  |  |  | 13 |  |  |  | Working |  |  |  | Horizontal Progressive Cavity, CI Housing | False | STP Equipment | 38
STP-PUMP-010 | STP-SLD-P-03 | Sludge Pump 3 | Standby pump | STP Equipment | Standby pump | Pumps | Sludge Dewatering | [5 empty] | Netzsch | NM03BBY01L068 | Germany |  |  |  | 2019 |  |  |  | 13 |  |  |  | Working |  |  |  | Horizontal Progressive Cavity, CI Housing | False | STP Equipment | 39
STP-PUMP-011 | STP-POLY-P-01 | Polymer Dosing Pump 1 | Duty pump | STP Equipment | Duty pump | Pumps | Polymer System | [5 empty] | Netzsch | NM015BY02512B | Germany |  |  |  | 2019 |  |  |  | 13 |  |  |  | Working |  |  |  | Horizontal Progressive Cavity, CI Housing | False | STP Equipment | 40
STP-PUMP-012 | STP-POLY-P-02 | Polymer Dosing Pump 2 | Standby pump | STP Equipment | Standby pump | Pumps | Polymer System | [5 empty] | Netzsch | NM015BY02512B | Germany |  |  |  | 2019 |  |  |  | 13 |  |  |  | Working |  |  |  | Horizontal Progressive Cavity, CI Housing | False | STP Equipment | 41
STP-POLY-001 | STP-POLY-UNIT | Polymer Preparation Unit | Duty unit | STP Equipment | Duty unit | Chemical Dosing | Sludge Building | [5 empty] | Prominent | ULFA 400 | Germany |  |  |  | 2019 |  |  |  | 15 |  |  |  | Working |  |  |  | Auto Polymer Prep, 2 agitators, control cabinet | False | STP Equipment | 42
STP-OCU-001 | STP-OCU-AC-VESSEL | Activated Carbon OCU Vessel | Duty unit | STP Equipment | Duty unit | Odor Control | OCU Area | [5 empty] | Purafil | DS 500 | USA |  |  |  | 2019 |  |  |  | 15 |  |  |  | Working |  |  |  | Vertical Type, Activated Carbon | False | STP Equipment | 43
STP-OCU-002 | STP-OCU-AC-FAN | Activated Carbon OCU Fan | Duty fan | STP Equipment | Duty fan | Odor Control | OCU Area | [5 empty] | Continental | Pressure Blower | USA |  |  |  | 2019 |  |  |  | 15 |  |  |  | Working |  |  |  | Pressure blower | False | STP Equipment | 44
STP-OCU-003 | STP-OCU-BIO-VESSEL | Biological OCU Vessel | Duty unit | STP Equipment | Duty unit | Odor Control | OCU Area | [5 empty] | Mono Shell | Double Stage | TBD |  |  |  | 2019 |  |  |  | 15 |  |  |  | Working |  |  |  | Rectangular, Double Stage Biological Media | False | STP Equipment | 45
STP-INST-001 | STP-PG-OFF-01 | Offsite Pump Pressure Gauge | 100MM 0-2.5 BAR-G | STP Equipment | 100MM 0-2.5 BAR-G | Instrumentation | Offsite | [5 empty] | WIKA | 100MM | Germany |  |  |  | 2019 |  |  |  | 10 |  |  |  | Working |  |  |  | 601-P-01,02 | False | STP Equipment | 46
STP-INST-002 | STP-PG-TSE | TSE Pump Pressure Gauge | 100MM 0-10 BAR-G | STP Equipment | 100MM 0-10 BAR-G | Instrumentation | TSE Tank | [5 empty] | WIKA | 100MM | Germany |  |  |  | 2019 |  |  |  | 10 |  |  |  | Working |  |  |  | 602-P-01,02 | False | STP Equipment | 47
STP-INST-003 | STP-PG-PROC | Process Water Pressure Gauge | 100MM 0-10 BAR-G | STP Equipment | 100MM 0-10 BAR-G | Instrumentation | Process Water | [5 empty] | WIKA | 100MM | Germany |  |  |  | 2019 |  |  |  | 10 |  |  |  | Working |  |  |  | 603-P-01,02 | False | STP Equipment | 48
STP-INST-004 | STP-PG-MBR | MBR Permeate Pressure Gauge | 100MM 0-2.5 BAR-G | STP Equipment | 100MM 0-2.5 BAR-G | Instrumentation | MBR Area | [5 empty] | WIKA | 100MM | Germany |  |  |  | 2019 |  |  |  | 10 |  |  |  | Working |  |  |  | 600-P-01,02,03 | False | STP Equipment | 49
STP-INST-005 | STP-MBR-PT-01 | MBR Blower Pressure Transmitter 1 | MBR blower discharge | STP Equipment | MBR blower discharge | Instrumentation | MBR Area | [5 empty] | JUMO | DTRAN S P20 403025/0-0-2 | Germany |  |  |  | 2019 |  |  |  | 10 |  |  |  | Working |  |  |  | Discharge pressure monitoring | False | STP Equipment | 50
STP-INST-006 | STP-MBR-PT-02 | MBR Blower Pressure Transmitter 2 | MBR blower discharge | STP Equipment | MBR blower discharge | Instrumentation | MBR Area | [5 empty] | JUMO | DTRAN S P20 403025/0-0-2 | Germany |  |  |  | 2019 |  |  |  | 10 |  |  |  | Working |  |  |  | Discharge pressure monitoring | False | STP Equipment | 51
STP-INST-007 | STP-MBR-PT-03 | MBR Blower Pressure Transmitter 3 | MBR blower discharge | STP Equipment | MBR blower discharge | Instrumentation | MBR Area | [5 empty] | JUMO | DTRAN S P20 403025/0-0-2 | Germany |  |  |  | 2019 |  |  |  | 10 |  |  |  | Working |  |  |  | Discharge pressure monitoring | False | STP Equipment | 52
STP-INST-008 | STP-ILS-FM | ILS Electro Magnetic Flow Meter | DN150/PN16 (500M3/Hr) | STP Equipment | DN150/PN16 (500M3/Hr) | Instrumentation | Lifting Station | [5 empty] | ABB | FEP311 1SA21143D2B0A1B0A1 B1 | TBD |  |  |  | 2019 |  |  |  | 15 |  |  |  | Working |  |  |  | Sewage discharge | False | STP Equipment | 53
STP-INST-009 | STP-IPS-FM | IPS Electro Magnetic Flow Meter | DN100/PN16 (240M3/Hr) | STP Equipment | DN100/PN16 (240M3/Hr) | Instrumentation | After EQ Tank | [5 empty] | ABB | FEP311 100A154D2B0A1B01A2 B1 | TBD |  |  |  | 2019 |  |  |  | 15 |  |  |  | Working |  |  |  | Intermediate pump discharge | False | STP Equipment | 54
STP-INST-010 | STP-RAWWAS-FM | RAW/WAS Flow Meter | Including totalizer | STP Equipment | Including totalizer | Instrumentation | MBR Area | [5 empty] | TBD | TBD | TBD |  |  |  | 2019 |  |  |  | 15 |  |  |  | Working |  |  |  | Sludge flow measurement | False | STP Equipment | 55
STP-INST-011 | STP-TANK-FM | Tankering Flow Meter | Including totalizer | STP Equipment | Including totalizer | Instrumentation | Offsite | [5 empty] | TBD | TBD | TBD |  |  |  | 2019 |  |  |  | 15 |  |  |  | Working |  |  |  | Tanker truck fill measurement | False | STP Equipment | 56
STP-INST-012 | STP-EBT-DO | EBT Dissolved Oxygen Analyzer | 200-DO-01 | STP Equipment | 200-DO-01 | Instrumentation | EQ Tank | [5 empty] | JUMO | AQUIS 500RS | Germany |  |  |  | 2019 |  |  |  | 10 |  |  |  | Working |  |  |  | DO measurement | False | STP Equipment | 57
STP-INST-013 | STP-AER1-DO | Aeration Tank 1 DO Analyzer | 400-DO-01 | STP Equipment | 400-DO-01 | Instrumentation | Aeration Tank | [5 empty] | JUMO | AQUIS 500RS | Germany |  |  |  | 2019 |  |  |  | 10 |  |  |  | Working |  |  |  | DO measurement | False | STP Equipment | 58
STP-INST-014 | STP-AER2-DO | Aeration Tank 2 DO Analyzer | 401-DO-01 | STP Equipment | 401-DO-01 | Instrumentation | Aeration Tank | [5 empty] | JUMO | AQUIS 500RS | Germany |  |  |  | 2019 |  |  |  | 10 |  |  |  | Working |  |  |  | DO measurement | False | STP Equipment | 59
STP-INST-015 | STP-SHT-DO | Sludge Tank DO Analyzer | 701-AIT-01 | STP Equipment | 701-AIT-01 | Instrumentation | Sludge Tank | [5 empty] | JUMO | AQUIS 500RS | Germany |  |  |  | 2019 |  |  |  | 10 |  |  |  | Working |  |  |  | Aerobic Sludge Digestion | False | STP Equipment | 60
STP-INST-016 | STP-H2S-01 | H2S Analyzer | 700-AIT-01 | STP Equipment | 700-AIT-01 | Instrumentation | Biological OCU | [5 empty] | ATI | WET H2S Q45S-1-1 | USA |  |  |  | 2019 |  |  |  | 10 |  |  |  | Working |  |  |  | H2S measurement | False | STP Equipment | 61
STP-INST-017 | STP-CL-SENSOR | Chlorine Sensor | TSE disinfection | STP Equipment | TSE disinfection | Instrumentation | TSE Tank | [5 empty] | JUMO | AQUIS 500RS | Germany |  |  |  | 2019 |  |  |  | 10 |  |  |  | Working |  |  |  | Chlorine measurement | False | STP Equipment | 62
STP-INST-018 | STP-FLOW-MON | Flow Monitor | Part no.: 00605507 | STP Equipment | Part no.: 00605507 | Instrumentation | Process Area | [5 empty] | TBD | 00605507 | TBD |  |  |  | 2019 |  |  |  | 10 |  |  |  | Working |  |  |  | Flow monitoring | False | STP Equipment | 63
STP-INST-019 | STP-OCU-DP-AC | Activated Carbon OCU DP | -0.9 to 1.5 BAR | STP Equipment | -0.9 to 1.5 BAR | Instrumentation | OCU Area | [5 empty] | TRANS FAG | 920.00.72.832.00.XX | TBD |  |  |  | 2019 |  |  |  | 10 |  |  |  | Working |  |  |  | Differential pressure | False | STP Equipment | 64
STP-INST-020 | STP-OCU-DP-BIO | Biological OCU DP | 0 to 1.5 BAR | STP Equipment | 0 to 1.5 BAR | Instrumentation | OCU Area | [5 empty] | TRANS FAG | 920.00.72.832.00.XX | TBD |  |  |  | 2019 |  |  |  | 10 |  |  |  | Working |  |  |  | Differential pressure | False | STP Equipment | 65
STP-INST-021 | STP-ILS-LT | ILS Level Pressure Transmitter | Lifting station | STP Equipment | Lifting station | Instrumentation | Lifting Station | [5 empty] | TBD | TBD | TBD |  |  |  | 2019 |  |  |  | 10 |  |  |  | Working |  |  |  | Sewage level | False | STP Equipment | 66
STP-INST-022 | STP-ILS-LSH | ILS Level Switch High-High | Lifting station | STP Equipment | Lifting station | Instrumentation | Lifting Station | [5 empty] | TBD | TBD | TBD |  |  |  | 2019 |  |  |  | 10 |  |  |  | Working |  |  |  | High level alarm | False | STP Equipment | 67
STP-INST-023 | STP-ILS-LSL | ILS Level Switch Low-Low | Lifting station | STP Equipment | Lifting station | Instrumentation | Lifting Station | [5 empty] | TBD | TBD | TBD |  |  |  | 2019 |  |  |  | 10 |  |  |  | Working |  |  |  | Low level alarm | False | STP Equipment | 68
STP-INST-024 | STP-ILS-DP-01 | ILS Discharge Pressure Switch Pump-1 | Lifting station | STP Equipment | Lifting station | Instrumentation | Lifting Station | [5 empty] | TBD | TBD | TBD |  |  |  | 2019 |  |  |  | 10 |  |  |  | Working |  |  |  | Pump discharge pressure | False | STP Equipment | 69
STP-INST-025 | STP-ILS-DP-02 | ILS Discharge Pressure Switch Pump-2 | Lifting station | STP Equipment | Lifting station | Instrumentation | Lifting Station | [5 empty] | TBD | TBD | TBD |  |  |  | 2019 |  |  |  | 10 |  |  |  | Working |  |  |  | Pump discharge pressure | False | STP Equipment | 70
STP-INST-026 | STP-EBT-LT | EBT Level Transmitter | Equalization tank | STP Equipment | Equalization tank | Instrumentation | EQ Tank | [5 empty] | TBD | TBD | TBD |  |  |  | 2019 |  |  |  | 10 |  |  |  | Working |  |  |  | Tank level | False | STP Equipment | 71
STP-INST-027 | STP-EBT-LSH | EBT Level Switch High-High | Equalization tank | STP Equipment | Equalization tank | Instrumentation | EQ Tank | [5 empty] | TBD | TBD | TBD |  |  |  | 2019 |  |  |  | 10 |  |  |  | Working |  |  |  | High level alarm | False | STP Equipment | 72
STP-INST-028 | STP-EBT-LSL | EBT Level Switch Low-Low | Equalization tank | STP Equipment | Equalization tank | Instrumentation | EQ Tank | [5 empty] | TBD | TBD | TBD |  |  |  | 2019 |  |  |  | 10 |  |  |  | Working |  |  |  | Low level alarm | False | STP Equipment | 73
STP-INST-029 | STP-IPS-DP-01 | IPS Discharge Pressure Pump-1 | After EQ Tank | STP Equipment | After EQ Tank | Instrumentation | After EQ Tank | [5 empty] | TBD | TBD | TBD |  |  |  | 2019 |  |  |  | 10 |  |  |  | Working |  |  |  | Pump discharge pressure | False | STP Equipment | 74
STP-INST-030 | STP-IPS-DP-02 | IPS Discharge Pressure Switch Pump-2 | After EQ Tank | STP Equipment | After EQ Tank | Instrumentation | After EQ Tank | [5 empty] | TBD | TBD | TBD |  |  |  | 2019 |  |  |  | 10 |  |  |  | Working |  |  |  | Pump discharge pressure | False | STP Equipment | 75
STP-INST-031 | STP-IPS-DP-03 | IPS Discharge Pressure Switch Pump-3 | After EQ Tank | STP Equipment | After EQ Tank | Instrumentation | After EQ Tank | [5 empty] | TBD | TBD | TBD |  |  |  | 2019 |  |  |  | 10 |  |  |  | Working |  |  |  | Pump discharge pressure | False | STP Equipment | 76
STP-INST-032 | STP-IPS-LS-01 | IPS Secondary Fine Screen-1 Level Switch | After EQ Tank | STP Equipment | After EQ Tank | Instrumentation | Before Anoxic Tank | [5 empty] | TBD | TBD | TBD |  |  |  | 2019 |  |  |  | 10 |  |  |  | Working |  |  |  | Screen level | False | STP Equipment | 77
STP-INST-033 | STP-IPS-LS-02 | Secondary Fine Screen-2 Level Switch | After EQ Tank | STP Equipment | After EQ Tank | Instrumentation | Before Anoxic Tank | [5 empty] | TBD | TBD | TBD |  |  |  | 2019 |  |  |  | 10 |  |  |  | Working |  |  |  | Screen level | False | STP Equipment | 78
STP-INST-034 | STP-CIP-P-01 | MBR CIP Dosing Pump-01 | Duty Pump | STP Equipment | Duty Pump | Chemical Dosing | CIP System | [5 empty] | Grundfos | TBD | Hungary |  |  |  | 2019 |  |  |  | 13 |  |  |  | Working |  |  |  | CIP dosing | False | STP Equipment | 79
STP-INST-035 | STP-CIP-P-02 | MBR CIP Dosing Pump-02 | Standby Pump | STP Equipment | Standby Pump | Chemical Dosing | CIP System | [5 empty] | Grundfos | TBD | Hungary |  |  |  | 2019 |  |  |  | 13 |  |  |  | Working |  |  |  | CIP dosing | False | STP Equipment | 80
STP-INST-036 | STP-CIP-SH-01 | MBR CIP (Sodium Hypo.) Pump-01 | Duty Pump | STP Equipment | Duty Pump | Chemical Dosing | CIP System | [5 empty] | Grundfos | TBD | Hungary |  |  |  | 2019 |  |  |  | 13 |  |  |  | Working |  |  |  | Sodium Hypo dosing | False | STP Equipment | 81
STP-INST-037 | STP-CIP-SH-02 | MBR CIP (Sodium Hypo.) Pump-02 | Standby Pump | STP Equipment | Standby Pump | Chemical Dosing | CIP System | [5 empty] | Grundfos | TBD | Hungary |  |  |  | 2019 |  |  |  | 13 |  |  |  | Working |  |  |  | Sodium Hypo dosing | False | STP Equipment | 82
STP-INST-038 | STP-CIP-SH-03 | MBR CIP (Sodium Hypo.) Pump-03 | Duty Pump | STP Equipment | Duty Pump | Chemical Dosing | CIP System | [5 empty] | Grundfos | TBD | Hungary |  |  |  | 2019 |  |  |  | 13 |  |  |  | Working |  |  |  | Sodium Hypo dosing | False | STP Equipment | 83
STP-INST-039 | STP-MBR1-LSL | MBR-01 Low Level Switch | MBR Tank 1 | STP Equipment | MBR Tank 1 | Instrumentation | MBR Area | [5 empty] | TBD | TBD | TBD |  |  |  | 2019 |  |  |  | 10 |  |  |  | Working |  |  |  | Low level | False | STP Equipment | 84
STP-INST-040 | STP-MBR1-LSH | MBR-01 High Level Switch | MBR Tank 1 | STP Equipment | MBR Tank 1 | Instrumentation | MBR Area | [5 empty] | TBD | TBD | TBD |  |  |  | 2019 |  |  |  | 10 |  |  |  | Working |  |  |  | High level | False | STP Equipment | 85
STP-INST-041 | STP-MBR2-LSL | MBR-02 Low Level Switch | MBR Tank 2 | STP Equipment | MBR Tank 2 | Instrumentation | MBR Area | [5 empty] | TBD | TBD | TBD |  |  |  | 2019 |  |  |  | 10 |  |  |  | Working |  |  |  | Low level | False | STP Equipment | 86
STP-INST-042 | STP-MBR2-LSH | MBR-02 High Level Switch | MBR Tank 2 | STP Equipment | MBR Tank 2 | Instrumentation | MBR Area | [5 empty] | TBD | TBD | TBD |  |  |  | 2019 |  |  |  | 10 |  |  |  | Working |  |  |  | High level | False | STP Equipment | 87
STP-INST-043 | STP-MBR-RAS-LVL | MBR RAS Common Chamber Level | MBR Area | STP Equipment | MBR Area | Instrumentation | MBR Area | [5 empty] | TBD | TBD | TBD |  |  |  | 2019 |  |  |  | 10 |  |  |  | Working |  |  |  | RAS level | False | STP Equipment | 88
STP-INST-044 | STP-MBR-COM-LVL | MBR Common Chamber Level | MBR Area | STP Equipment | MBR Area | Instrumentation | MBR Area | [5 empty] | TBD | TBD | TBD |  |  |  | 2019 |  |  |  | 10 |  |  |  | Working |  |  |  | Common chamber level | False | STP Equipment | 89
STP-INST-045 | STP-MBR-PT1 | MBR Pressure Transmitter-01 | MBR Area | STP Equipment | MBR Area | Instrumentation | MBR Area | [5 empty] | TBD | TBD | TBD |  |  |  | 2019 |  |  |  | 10 |  |  |  | Working |  |  |  | Pressure monitoring | False | STP Equipment | 90
STP-INST-046 | STP-MBR-PT2 | MBR Pressure Transmitter-02 | MBR Area | STP Equipment | MBR Area | Instrumentation | MBR Area | [5 empty] | TBD | TBD | TBD |  |  |  | 2019 |  |  |  | 10 |  |  |  | Working |  |  |  | Pressure monitoring | False | STP Equipment | 91
STP-INST-047 | STP-MBR-BP-PM-01 | MBR Permeate/Backpulse Pump Measurement-01 | MBR Area | STP Equipment | MBR Area | Instrumentation | MBR Area | [5 empty] | TBD | TBD | TBD |  |  |  | 2019 |  |  |  | 10 |  |  |  | Working |  |  |  | Pressure/flow | False | STP Equipment | 92
STP-INST-048 | STP-MBR-BP-PM-02 | MBR Permeate/Backpulse Pump Measurement-02 | MBR Area | STP Equipment | MBR Area | Instrumentation | MBR Area | [5 empty] | TBD | TBD | TBD |  |  |  | 2019 |  |  |  | 10 |  |  |  | Working |  |  |  | Pressure/flow | False | STP Equipment | 93
STP-INST-049 | STP-MBR-BP-PM-03 | MBR Permeate/Backpulse Pump Measurement-03 | MBR Area | STP Equipment | MBR Area | Instrumentation | MBR Area | [5 empty] | TBD | TBD | TBD |  |  |  | 2019 |  |  |  | 10 |  |  |  | Working |  |  |  | Pressure/flow | False | STP Equipment | 94
STP-INST-050 | STP-MBR-PB-FLOW-01 | MBR Permeate/Backpulse Flow 1 | MBR Area | STP Equipment | MBR Area | Instrumentation | MBR Area | [5 empty] | TBD | TBD | TBD |  |  |  | 2019 |  |  |  | 10 |  |  |  | Working |  |  |  | Flow monitoring | False | STP Equipment | 95
STP-INST-051 | STP-MBR-PB-FLOW-02 | MBR Permeate/Backpulse Flow 2 | MBR Area | STP Equipment | MBR Area | Instrumentation | MBR Area | [5 empty] | TBD | TBD | TBD |  |  |  | 2019 |  |  |  | 10 |  |  |  | Working |  |  |  | Flow monitoring | False | STP Equipment | 96
STP-INST-052 | STP-MBR-BP-LSH | MBR Backpulse Tank Level Switch High-High | MBR Area | STP Equipment | MBR Area | Instrumentation | MBR Area | [5 empty] | TBD | TBD | TBD |  |  |  | 2019 |  |  |  | 10 |  |  |  | Working |  |  |  | High level alarm | False | STP Equipment | 97
STP-INST-053 | STP-MBR-BP-LS | MBR Backpulse Tank Level Switch | MBR Area | STP Equipment | MBR Area | Instrumentation | MBR Area | [5 empty] | TBD | TBD | TBD |  |  |  | 2019 |  |  |  | 10 |  |  |  | Working |  |  |  | Level switch | False | STP Equipment | 98
STP-INST-054 | STP-TSE-LSH | TSE Tank Level Switch High-High | TSE tank | STP Equipment | TSE tank | Instrumentation | TSE Tank | [5 empty] | TBD | TBD | TBD |  |  |  | 2019 |  |  |  | 10 |  |  |  | Working |  |  |  | High level alarm | False | STP Equipment | 99
STP-INST-055 | STP-TSE-LSL | TSE Tank Level Switch Low-Low | Alarm for operator | STP Equipment | Alarm for operator | Instrumentation | TSE Tank | [5 empty] | TBD | TBD | TBD |  |  |  | 2019 |  |  |  | 10 |  |  |  | Working |  |  |  | Low level alarm | False | STP Equipment | 100
STP-PUMP-013 | STP-601-P-01 | Tankering Effluent Offsite Pump-01 | Duty Pump | STP Equipment | Duty Pump | Pumps | Offsite | [5 empty] | TBD | TBD | TBD |  |  |  | 2019 |  |  |  | 13 |  |  |  | Working |  |  |  | Tankering effluent | False | STP Equipment | 101
STP-PUMP-014 | STP-601-P-02 | Tankering Effluent Offsite Pump-02 | Standby Pump | STP Equipment | Standby Pump | Pumps | Offsite | [5 empty] | TBD | TBD | TBD |  |  |  | 2019 |  |  |  | 13 |  |  |  | Working |  |  |  | Tankering effluent | False | STP Equipment | 102
STP-INST-056 | STP-OFF-PS-01 | Offsite Pressure Switch-01 | Offsite | STP Equipment | Offsite | Instrumentation | Offsite | [5 empty] | TBD | TBD | TBD |  |  |  | 2019 |  |  |  | 10 |  |  |  | Working |  |  |  | Pressure switch | False | STP Equipment | 103
STP-INST-057 | STP-OFF-PS-02 | Offsite Pressure Switch-02 | Offsite | STP Equipment | Offsite | Instrumentation | Offsite | [5 empty] | TBD | TBD | TBD |  |  |  | 2019 |  |  |  | 10 |  |  |  | Working |  |  |  | Pressure switch | False | STP Equipment | 104
STP-PUMP-015 | STP-603-P-01 | Process Water Pump-01 | Duty Pump | STP Equipment | Duty Pump | Pumps | Process Water | [5 empty] | TBD | TBD | TBD |  |  |  | 2019 |  |  |  | 13 |  |  |  | Working |  |  |  | Process water supply | False | STP Equipment | 105
STP-PUMP-016 | STP-603-P-02 | Process Water Pump-02 | Standby Pump | STP Equipment | Standby Pump | Pumps | Process Water | [5 empty] | TBD | TBD | TBD |  |  |  | 2019 |  |  |  | 13 |  |  |  | Working |  |  |  | Process water supply | False | STP Equipment | 106
STP-INST-058 | STP-PROC-PS-01 | Process Water Pressure Switch-01 | Process Water | STP Equipment | Process Water | Instrumentation | Process Water | [5 empty] | TBD | TBD | TBD |  |  |  | 2019 |  |  |  | 10 |  |  |  | Working |  |  |  | Pressure switch | False | STP Equipment | 107
STP-INST-059 | STP-PROC-PS-02 | Process Water Pressure Switch-02 | Process Water | STP Equipment | Process Water | Instrumentation | Process Water | [5 empty] | TBD | TBD | TBD |  |  |  | 2019 |  |  |  | 10 |  |  |  | Working |  |  |  | Pressure switch | False | STP Equipment | 108
STP-INST-060 | STP-PROC-PS-03 | Process Water Pressure Switch-03 | Process Water | STP Equipment | Process Water | Instrumentation | Process Water | [5 empty] | TBD | TBD | TBD |  |  |  | 2019 |  |  |  | 10 |  |  |  | Working |  |  |  | Pressure switch | False | STP Equipment | 109
STP-PUMP-017 | STP-RAS-P-01 | RAS/WAS Pump-01 | Duty Pump | STP Equipment | Duty Pump | Pumps | MBR Area | [5 empty] | TBD | TBD | TBD |  |  |  | 2019 |  |  |  | 13 |  |  |  | Working |  |  |  | Return/Waste Activated Sludge | False | STP Equipment | 110
STP-PUMP-018 | STP-RAS-P-02 | RAS/WAS Pump-02 | Duty Pump | STP Equipment | Duty Pump | Pumps | MBR Area | [5 empty] | TBD | TBD | TBD |  |  |  | 2019 |  |  |  | 13 |  |  |  | Working |  |  |  | Return/Waste Activated Sludge | False | STP Equipment | 111
STP-PUMP-019 | STP-RAS-P-03 | RAS/WAS Pump-03 | Standby Pump | STP Equipment | Standby Pump | Pumps | MBR Area | [5 empty] | TBD | TBD | TBD |  |  |  | 2019 |  |  |  | 13 |  |  |  | Working |  |  |  | Return/Waste Activated Sludge | False | STP Equipment | 112
STP-INST-061 | STP-RAS-DP-01 | RAW/WAS Pump-01 Discharge Pressure Switch | MBR Area | STP Equipment | MBR Area | Instrumentation | MBR Area | [5 empty] | TBD | TBD | TBD |  |  |  | 2019 |  |  |  | 10 |  |  |  | Working |  |  |  | Low-pressure alarm | False | STP Equipment | 113
STP-INST-062 | STP-RAS-DP-02 | RAW/WAS Pump-02 Discharge Pressure Switch | MBR Area | STP Equipment | MBR Area | Instrumentation | MBR Area | [5 empty] | TBD | TBD | TBD |  |  |  | 2019 |  |  |  | 10 |  |  |  | Working |  |  |  | Low-pressure alarm | False | STP Equipment | 114
STP-INST-063 | STP-RAS-DP-03 | RAW/WAS Pump-03 Discharge Pressure Switch | MBR Area | STP Equipment | MBR Area | Instrumentation | MBR Area | [5 empty] | TBD | TBD | TBD |  |  |  | 2019 |  |  |  | 10 |  |  |  | Working |  |  |  | Low-pressure alarm | False | STP Equipment | 115
STP-INST-064 | STP-SHT-LT | Sludge Holding Tank Level Transmitter | Sludge tank | STP Equipment | Sludge tank | Instrumentation | Sludge Tank | [5 empty] | TBD | TBD | TBD |  |  |  | 2019 |  |  |  | 10 |  |  |  | Working |  |  |  | Tank level | False | STP Equipment | 116
STP-INST-065 | STP-SHT-DOT | Sludge Holding Tank Dissolved Oxygen Transmitter | Sludge tank | STP Equipment | Sludge tank | Instrumentation | Sludge Tank | [5 empty] | JUMO | AQUIS 500RS | Germany |  |  |  | 2019 |  |  |  | 10 |  |  |  | Working |  |  |  | DO measurement | False | STP Equipment | 117
STP-SAMP-001 | STP-ILS-SAMP | ILS Automatic Sampler | Lifting station | STP Equipment | Lifting station | Samplers | Lifting Station | [5 empty] | HACH | AS950 AWRS | USA |  |  |  | 2019 |  |  |  | 10 |  |  |  | Working |  |  |  | All Weather Refrigerated Sampler, CE/UL/CSA | False | STP Equipment | 118
STP-SAMP-002 | STP-AWRS-02 | Automatic Sampler 2 | Duty sampler | STP Equipment | Duty sampler | Samplers | Process Area | [5 empty] | HACH | AS950 AWRS | USA |  |  |  | 2019 |  |  |  | 10 |  |  |  | Working |  |  |  | All Weather Refrigerated Sampler, CE/UL/CSA | False | STP Equipment | 119
STP-VALVE-001 | STP-MBR-V01 | VALVE-01 TO MBR TANK 400-T-03 | Raw Sewage Butterfly | STP Equipment | Raw Sewage Butterfly | Valves | MBR Area | [5 empty] | TBD | DN400 | TBD |  |  |  | 2019 |  |  |  | 20 |  |  |  | Working |  |  |  | Size 400 | False | STP Equipment | 120
STP-VALVE-002 | STP-MBR-V02 | VALVE-02 TO MBR TANK 400-T-03 | Raw Water Ball Valve | STP Equipment | Raw Water Ball Valve | Valves | MBR Area | [5 empty] | TBD | DN220 | TBD |  |  |  | 2019 |  |  |  | 20 |  |  |  | Working |  |  |  | Size 220 | False | STP Equipment | 121
STP-VALVE-003 | STP-MBR-V03 | VALVE-01 TO MBR TANK 401-T-03 | Raw Sewage Butterfly | STP Equipment | Raw Sewage Butterfly | Valves | MBR Area | [5 empty] | TBD | DN400 | TBD |  |  |  | 2019 |  |  |  | 20 |  |  |  | Working |  |  |  | Size 400 | False | STP Equipment | 122
STP-VALVE-004 | STP-MBR-V04 | VALVE-02 TO MBR TANK 401-T-03 | Raw Water Butterfly | STP Equipment | Raw Water Butterfly | Valves | MBR Area | [5 empty] | TBD | DN220 | TBD |  |  |  | 2019 |  |  |  | 20 |  |  |  | Working |  |  |  | Size 220 | False | STP Equipment | 123
STP-VALVE-005 | STP-SLD-V01 | FLOW TO SLUDGE STORAGE TANK | Raw Sewage Wedge Gate | STP Equipment | Raw Sewage Wedge Gate | Valves | Sludge Area | [5 empty] | TBD | DN400 | TBD |  |  |  | 2019 |  |  |  | 20 |  |  |  | Working |  |  |  | Size 400 | False | STP Equipment | 124
STP-VALVE-006 | STP-MBR-V05 | VALVE-01 TO MBR STREAM-1 400-T-03 | Treated Sewage Butterfly | STP Equipment | Treated Sewage Butterfly | Valves | MBR Area | [5 empty] | TBD | DN400 | TBD |  |  |  | 2019 |  |  |  | 20 |  |  |  | Working |  |  |  | Size 400 | False | STP Equipment | 125
STP-VALVE-007 | STP-MBR-V06 | VALVE-02 FROM MBR STREAM-1 400-T-03 | Treated Sewage Butterfly | STP Equipment | Treated Sewage Butterfly | Valves | MBR Area | [5 empty] | TBD | DN400 | TBD |  |  |  | 2019 |  |  |  | 20 |  |  |  | Working |  |  |  | Size 400 | False | STP Equipment | 126
STP-VALVE-008 | STP-MBR-V07 | VALVE-03 TO MBR STREAM-2 401-T-03 | Treated Sewage Butterfly | STP Equipment | Treated Sewage Butterfly | Valves | MBR Area | [5 empty] | TBD | DN400 | TBD |  |  |  | 2019 |  |  |  | 20 |  |  |  | Working |  |  |  | Size 400 | False | STP Equipment | 127
STP-VALVE-009 | STP-MBR-V08 | VALVE-04 FROM MBR STREAM-2 401-T-03 | Treated Sewage Butterfly | STP Equipment | Treated Sewage Butterfly | Valves | MBR Area | [5 empty] | TBD | DN400 | TBD |  |  |  | 2019 |  |  |  | 20 |  |  |  | Working |  |  |  | Size 400 | False | STP Equipment | 128
STP-VALVE-010 | STP-MBR-V09 | VALVE-05 MBR PUMP SUCTION P1&P2 | Treated Sewage Butterfly | STP Equipment | Treated Sewage Butterfly | Valves | MBR Area | [5 empty] | TBD | DN400 | TBD |  |  |  | 2019 |  |  |  | 20 |  |  |  | Working |  |  |  | Common for Pump 1 & 2 | False | STP Equipment | 129
STP-VALVE-011 | STP-MBR-V10 | VALVE-06 MBR PUMP SUCTION P2&P3 | Treated Sewage Butterfly | STP Equipment | Treated Sewage Butterfly | Valves | MBR Area | [5 empty] | TBD | DN400 | TBD |  |  |  | 2019 |  |  |  | 20 |  |  |  | Working |  |  |  | Common for Pump 2 & 3 | False | STP Equipment | 130
STP-VALVE-012 | STP-MBR-V11 | VALVE-07 MBR PUMP SUCTION P1 | Treated Sewage Butterfly | STP Equipment | Treated Sewage Butterfly | Valves | MBR Area | [5 empty] | TBD | DN400 | TBD |  |  |  | 2019 |  |  |  | 20 |  |  |  | Working |  |  |  | For Pump-1 | False | STP Equipment | 131
STP-VALVE-013 | STP-MBR-V12 | VALVE-08 MBR PUMP SUCTION P2 | Treated Sewage Butterfly | STP Equipment | Treated Sewage Butterfly | Valves | MBR Area | [5 empty] | TBD | DN400 | TBD |  |  |  | 2019 |  |  |  | 20 |  |  |  | Working |  |  |  | For Pump-2 | False | STP Equipment | 132
STP-FIRE-001 | STP-FADP | Fire Alarm Control Panel | Fire Detection | STP Equipment | Fire Detection | Control Panel | STP - Admin Building | [5 empty] | JSB | FX2208 | TBC |  |  |  | 2019 |  |  |  | 15 |  |  |  | Working |  |  |  | From Celar Register - ROP/Civil Defense approved | False | STP Equipment | 153
STP-FIRE-002 | STP-SMK-DET | Optical Smoke Detectors | Fire Detection | STP Equipment | Fire Detection | Detector | STP - Admin Building | [5 empty] | JSB | TBC | TBC |  |  |  | 2019 |  |  |  | 10 |  |  |  | Working |  |  |  | Multiple units - quantity TBC | False | STP Equipment | 154
STP-FIRE-003 | STP-HEAT-DET | Heat Detectors | Fire Detection | STP Equipment | Fire Detection | Detector | STP - Process Area | [5 empty] | JSB | TBC | TBC |  |  |  | 2019 |  |  |  | 10 |  |  |  | Working |  |  |  | Multiple units - quantity TBC | False | STP Equipment | 155
STP-FIRE-004 | STP-SOUND | Fire Alarm Sounders | Fire Detection | STP Equipment | Fire Detection | Sounder | STP - Site Wide | [5 empty] | JSB | TBC | TBC |  |  |  | 2019 |  |  |  | 10 |  |  |  | Working |  |  |  | Multiple units - quantity TBC | False | STP Equipment | 156
STP-FIRE-005 | STP-EXTG | Fire Extinguishers | Fire Safety | STP Equipment | Fire Safety | Extinguisher | STP - Site Wide | [5 empty] | TBC | TBC | TBC |  |  |  | 2019 |  |  |  | 10 |  |  |  | Working |  |  |  | Various types - inventory TBC | False | STP Equipment | 157
STP-CCTV-001 | STP-NVR | CCTV Network Video Recorder | Security | STP Equipment | Security | NVR | STP - Admin Building | [5 empty] | Watchnet | TBC | TBC |  |  |  | 2019 |  |  |  | 10 |  |  |  | Working |  |  |  | From Celar Register | False | STP Equipment | 158
STP-CCTV-002 | STP-CAM | CCTV Cameras | Security | STP Equipment | Security | Camera | STP - Site Wide | [5 empty] | Watchnet | TBC | TBC |  |  |  | 2019 |  |  |  | 10 |  |  |  | Working |  |  |  | Multiple units - quantity TBC | False | STP Equipment | 159
STP-ACS-001 | STP-BIO-01 | Biometric Access Reader 1 | Security | STP Equipment | Security | Access Control | STP - Main Entrance | [5 empty] | Watchnet | WAB BEM FCKS | TBC |  |  |  | 2019 |  |  |  | 10 |  |  |  | Working |  |  |  | From Celar Register | False | STP Equipment | 160
STP-ACS-002 | STP-BIO-02 | Biometric Access Reader 2 | Security | STP Equipment | Security | Access Control | STP - Admin Building | [5 empty] | Watchnet | WAB BEM FCKS | TBC |  |  |  | 2019 |  |  |  | 10 |  |  |  | Working |  |  |  | From Celar Register | False | STP Equipment | 161
STP-HVAC-001 | STP-AC-ADMIN | Admin Building AC Units | HVAC | STP Equipment | HVAC | Split AC | STP - Admin Building | [5 empty] | TBC | TBC | TBC |  |  |  | 2019 |  |  |  | 12 |  |  |  | Working |  |  |  | From Celar Register - details TBC | False | STP Equipment | 162
STP-LIT-001 | STP-EXT-LIT | Exterior Lighting System | Electrical | STP Equipment | Electrical | Lighting | STP - Site Wide | [5 empty] | TBC | TBC | TBC |  |  |  | 2019 |  |  |  | 15 |  |  |  | Working |  |  |  | From Celar Register - details TBC | False | STP Equipment | 163
STP-NET-001 | STP-DATA-NET | Data & Telephone Network | IT/Comms | STP Equipment | IT/Comms | Cabling | STP - Admin Building | [5 empty] | Avayo | Cat6 | TBC |  |  |  | 2019 |  |  |  | 20 |  |  |  | Working |  |  |  | From Celar Register | False | STP Equipment | 164
STP-TANK-005 | STP-DWT-TANK | Domestic Water Tank | Plumbing | STP Equipment | Plumbing | Tank | STP - Admin Building | [5 empty] | TBC | TBC | TBC |  |  |  | 2019 |  |  |  | 25 |  |  |  | Working |  |  |  | From Celar Register - capacity TBC | False | STP Equipment | 165
STP-HW-001 | STP-WH | Water Heater | Plumbing | STP Equipment | Plumbing | Water Heater | STP - Admin Building | [5 empty] | TBC | TBC | TBC |  |  |  | 2019 |  |  |  | 10 |  |  |  | Working |  |  |  | From Celar Register | False | STP Equipment | 166
STP-UPS-001 | STP-UPS-CTRL | Control System UPS | Electrical | STP Equipment | Electrical | UPS | STP - Electrical Room | [5 empty] | APC | Smart-UPS SRT | USA |  |  |  | 2019 |  |  |  | 8 |  |  |  | Working |  |  |  | 2 kVA - Supplies control system | False | STP Equipment | 167
STP-GEN-001 | STP-DG-01 | Standby Diesel Generator | Electrical | STP Equipment | Electrical | Generator | STP - Generator Room | [5 empty] | TBC | TBC | TBC |  |  |  | 2019 |  |  |  | 25 |  |  |  | Working |  |  |  | 350 kVA confirmed, brand/model to be verified with OWATCO | False | STP Equipment | 168
STP-MBR-MEM-001 | STP-MBR-M1 | MBR Membrane Module Stream 1 | MBR | STP Equipment | MBR | Membrane | STP - MBR Tank 1 | [5 empty] | Koch Membrane Systems (KMS) | PURON® PSH 660-10 | USA |  |  |  | 2019 |  |  |  | 8 |  |  |  | Working |  |  |  | PVDF Hollow Fiber, 0.03µm pore, recently replaced (charged back to Celar Water) | False | STP Equipment | 169
STP-MBR-MEM-002 | STP-MBR-M2 | MBR Membrane Module Stream 2 | MBR | STP Equipment | MBR | Membrane | STP - MBR Tank 2 | [5 empty] | Koch Membrane Systems (KMS) | PURON® PSH 660-10 | USA |  |  |  | 2019 |  |  |  | 8 |  |  |  | Working |  |  |  | PVDF Hollow Fiber, 0.03µm pore, recently replaced (charged back to Celar Water) | False | STP Equipment | 170
1 | SBJ-Z1-FM-GF-LVP-APFC1 | APFC1 | APFC PANEL-01 (675 KVAR)(MB-1-1GF-0142) | Electrical | ELECTRICAL | AUTOMATIC POWER FACTOR CONTROL PANEL |  | LV PANEL ROOM | SBJ-Z1-FM-GF-LVP |  |  | Z1 | [5 empty] | 2019-01-01 | 2019 | Q |  | Y | 20 | [8 empty] | False | Electrical | 2
2 | SBJ-Z1-FM-GF-LVP-APFC2 | APFC2 | APFC PANEL-02 (675 KVAR)(MB-1-1GF-0143) | Electrical | ELECTRICAL | AUTOMATIC POWER FACTOR CONTROL PANEL |  | LV PANEL ROOM | SBJ-Z1-FM-GF-LVP |  |  | Z1 | [5 empty] | 2019-01-01 | 2019 | Q |  | Y | 20 | [8 empty] | False | Electrical | 3
3 | SBJ-Z1-FM-GF-LVP-MCC | MCC | MCC-FM(MB-1-1GF-0137) | Electrical | ELECTRICAL | MOTOR CONTROL CENTRE PANEL |  | LV PANEL ROOM | SBJ-Z1-FM-GF-LVP |  |  | Z1 | [5 empty] | 2019-01-01 | 2019 | Q |  | Y | 20 | [8 empty] | False | Electrical | 4
4 | SBJ-Z1-FM-GF-LVP-ELDB1 | ELDB1 | MDB-01(MB-1-1GF-0140) | Electrical | ELECTRICAL | POWER DB |  | LV PANEL ROOM | SBJ-Z1-FM-GF-LVP |  |  | Z1 | [5 empty] | 2019-01-01 | 2019 | Q |  | Y | 25 | [8 empty] | False | Electrical | 5
5 | SBJ-Z1-FM-GF-LVP-ELDB2 | ELDB2 | MDB-02(MB-1-1GF-0141) | Electrical | ELECTRICAL | POWER DB |  | LV PANEL ROOM | SBJ-Z1-FM-GF-LVP |  |  | Z1 | [5 empty] | 2019-01-01 | 2019 | Q |  | Y | 25 | [8 empty] | False | Electrical | 6
6 | SBJ-Z1-FM-GF-LVP-ELDB3 | ELDB3 | DB (DB-UP-LP)(MB-1-1GF-0144) | Electrical | ELECTRICAL | POWER DB |  | LV PANEL ROOM | SBJ-Z1-FM-GF-LVP |  |  | Z1 | [5 empty] | 2019-01-01 | 2019 | Q |  | Y | 25 | [8 empty] | False | Electrical | 7
7 | SBJ-Z1-FM-GF-LVP-ELDB4 | ELDB4 | SATELLITE FACILITY MEP BLDG PANEL (DDC-22)(MB-1-1GF-0145) | Electrical | ELECTRICAL | POWER DB |  | LV PANEL ROOM | SBJ-Z1-FM-GF-LVP |  |  | Z1 | [5 empty] | 2019-01-01 | 2019 | Q |  | Y | 25 | [8 empty] | False | Electrical | 8
8 | SBJ-Z3A-B75-GF-ENT-CVLAD-2759 | CVLAD-2759 | ACCESS DOORS | Electrical | ELECTRICAL | ACCESS DOORS |  | ENTRANCE | SBJ-Z3A-B75-GF-ENT | [8 empty] | 2019-01-01 | 2019 | Q |  | Y | 15 | [8 empty] | False | Electrical | 9
9 | SBJ-Z3A-B74-GF-ENT-CVLAD-2758 | CVLAD-2758 | ENTRANCE | Electrical | ELECTRICAL | ACCESS DOORS |  | ENTRANCE | SBJ-Z3A-B74-GF-ENT | [8 empty] | 2019-01-01 | 2019 | Q |  | Y | 15 | [8 empty] | False | Electrical | 10
10 | SBJ-Z3A-B44-GF-ENT-CVLAD-2757 | CVLAD-2757 | ACCESS DOORS | Electrical | ELECTRICAL | ACCESS DOORS |  | ENTRANCE | SBJ-Z3A-B44-GF-ENT | [8 empty] | 2019-01-01 | 2019 | Q |  | Y | 15 | [8 empty] | False | Electrical | 11
11 | SBJ-Z3A-B45-GF-ENT-CVLAD-2756 | CVLAD-2756 | ACCESS DOORS | Electrical | ELECTRICAL | ACCESS DOORS |  | ENTRANCE | SBJ-Z3A-B45-GF-ENT | [8 empty] | 2019-01-01 | 2019 | Q |  | Y | 15 | [8 empty] | False | Electrical | 12
12 | SBJ-Z3A-B46-GF-ENT-CVLAD-2755 | CVLAD-2755 | ACCESS DOORS | Electrical | ELECTRICAL | ACCESS DOORS |  | ENTRANCE | SBJ-Z3A-B46-GF-ENT | [8 empty] | 2019-01-01 | 2019 | Q |  | Y | 15 | [8 empty] | False | Electrical | 13
13 | SBJ-Z3A-B47-GF-ENT-CVLAD-2754 | CVLAD-2754 | ACCESS DOORS | Electrical | ELECTRICAL | ACCESS DOORS |  | ENTRANCE | SBJ-Z3A-B47-GF-ENT | [8 empty] | 2019-01-01 | 2019 | Q |  | Y | 15 | [8 empty] | False | Electrical | 14
14 | SBJ-Z3A-B48-GF-ENT-CVLAD-2753 | CVLAD-2753 | ACCESS DOORS | Electrical | ELECTRICAL | ACCESS DOORS |  | ENTRANCE | SBJ-Z3A-B48-GF-ENT | [8 empty] | 2019-01-01 | 2019 | Q |  | Y | 15 | [8 empty] | False | Electrical | 15
15 | SBJ-Z3A-B49-GF-ENT-CVLAD-2752 | CVLAD-2752 | ACCESS DOORS | Electrical | ELECTRICAL | ACCESS DOORS |  | ENTRANCE | SBJ-Z3A-B49-GF-ENT | [8 empty] | 2019-01-01 | 2019 | Q |  | Y | 15 | [8 empty] | False | Electrical | 16
16 | SBJ-Z3A-B50-GF-ENT-CVLAD-2751 | CVLAD-2751 | ACCESS DOORS | Electrical | ELECTRICAL | ACCESS DOORS |  | ENTRANCE | SBJ-Z3A-B50-GF-ENT | [8 empty] | 2019-01-01 | 2019 | Q |  | Y | 15 | [8 empty] | False | Electrical | 17
17 | SBJ-Z3A-B51-GF-ENT-CVLAD-2750 | CVLAD-2750 | ACCESS DOORS | Electrical | ELECTRICAL | ACCESS DOORS |  | ENTRANCE | SBJ-Z3A-B51-GF-ENT | [8 empty] | 2019-01-01 | 2019 | Q |  | Y | 15 | [8 empty] | False | Electrical | 18
18 | SBJ-Z3B-B52-GF-ENT-CVLAD-2749 | CVLAD-2749 | ACCESS DOORS | Electrical | ELECTRICAL | ACCESS DOORS |  | ENTRANCE | SBJ-Z3B-B52-GF-ENT | [8 empty] | 2019-01-01 | 2019 | Q |  | Y | 15 | [8 empty] | False | Electrical | 19
19 | SBJ-Z3B-B53-GF-ENT-CVLAD-2748 | CVLAD-2748 | ACCESS DOORS | Electrical | ELECTRICAL | ACCESS DOORS |  | ENTRANCE | SBJ-Z3B-B53-GF-ENT | [8 empty] | 2019-01-01 | 2019 | Q |  | Y | 15 | [8 empty] | False | Electrical | 20
20 | SBJ-Z3B-B54-GF-ENT-CVLAD-2747 | CVLAD-2747 | ACCESS DOORS | Electrical | ELECTRICAL | ACCESS DOORS |  | ENTRANCE | SBJ-Z3B-B54-GF-ENT | [8 empty] | 2019-01-01 | 2019 | Q |  | Y | 15 | [8 empty] | False | Electrical | 21
21 | SBJ-Z3B-B55-GF-ENT-CVLAD-2746 | CVLAD-2746 | ACCESS DOORS | Electrical | ELECTRICAL | ACCESS DOORS |  | ENTRANCE | SBJ-Z3B-B55-GF-ENT | [8 empty] | 2019-01-01 | 2019 | Q |  | Y | 15 | [8 empty] | False | Electrical | 22
22 | SBJ-Z3B-B56-GF-ENT-CVLAD-2745 | CVLAD-2745 | ACCESS DOORS | Electrical | ELECTRICAL | ACCESS DOORS |  | ENTRANCE | SBJ-Z3B-B56-GF-ENT | [8 empty] | 2019-01-01 | 2019 | Q |  | Y | 15 | [8 empty] | False | Electrical | 23
23 | SBJ-Z3B-B57-GF-ENT-CVLAD-2744 | CVLAD-2744 | ACCESS DOORS | Electrical | ELECTRICAL | ACCESS DOORS |  | ENTRANCE | SBJ-Z3B-B57-GF-ENT | [8 empty] | 2019-01-01 | 2019 | Q |  | Y | 15 | [8 empty] | False | Electrical | 24
24 | SBJ-Z3B-B58-GF-ENT-CVLAD-2743 | CVLAD-2743 | ACCESS DOORS | Electrical | ELECTRICAL | ACCESS DOORS |  | ENTRANCE | SBJ-Z3B-B58-GF-ENT | [8 empty] | 2019-01-01 | 2019 | Q |  | Y | 15 | [8 empty] | False | Electrical | 25
25 | SBJ-Z3B-B59-GF-ENT-CVLAD-2742 | CVLAD-2742 | ACCESS DOORS | Electrical | ELECTRICAL | ACCESS DOORS |  | ENTRANCE | SBJ-Z3B-B59-GF-ENT | [8 empty] | 2019-01-01 | 2019 | Q |  | Y | 15 | [8 empty] | False | Electrical | 26
26 | SBJ-Z3B-B60-GF-ENT-CVLAD-2741 | CVLAD-2741 | ACCESS DOORS | Electrical | ELECTRICAL | ACCESS DOORS |  | ENTRANCE | SBJ-Z3B-B60-GF-ENT | [8 empty] | 2019-01-01 | 2019 | Q |  | Y | 15 | [8 empty] | False | Electrical | 27
27 | SBJ-Z3B-B61-GF-ENT-CVLAD-2740 | CVLAD-2740 | ACCESS DOORS | Electrical | ELECTRICAL | ACCESS DOORS |  | ENTRANCE | SBJ-Z3B-B61-GF-ENT | [8 empty] | 2019-01-01 | 2019 | Q |  | Y | 15 | [8 empty] | False | Electrical | 28
28 | SBJ-Z3B-B62-GF-ENT-CVLAD-2739 | CVLAD-2739 | ACCESS DOORS | Electrical | ELECTRICAL | ACCESS DOORS |  | ENTRANCE | SBJ-Z3B-B62-GF-ENT | [8 empty] | 2019-01-01 | 2019 | Q |  | Y | 15 | [8 empty] | False | Electrical | 29
29 | SBJ-Z1-IP1-APFC | APFC | CAPACITOR PANEL | Electrical | ELECTRICAL | AUTOMATIC POWER FACTOR CONTROL PANEL |  | Irrigation Pump 1 | SBJ-Z1-IP1 |  |  | Z1 | [5 empty] | 2019-01-01 | 2019 | Q |  | Y | 20 | [8 empty] | False | Electrical | 30
30 | SBJ-Z1-FM-RT-EXP1 | EXP1 | EXHAUST FAN PANEL | Electrical | ELECTRICAL | CONTROL PANEL |  | ROOF TOP | SBJ-Z1-FM-RF |  |  | Z1 | [5 empty] | 2019-01-01 | 2019 | Q |  | Y | 15 | [8 empty] | False | Electrical | 31
31 | SBJ-Z1-FM-RT-EXP2 | EXP2 | EXHAUST FAN PANEL | Electrical | ELECTRICAL | CONTROL PANEL |  | ROOF TOP | SBJ-Z1-FM-RF |  |  | Z1 | [5 empty] | 2019-01-01 | 2019 | Q |  | Y | 15 | [8 empty] | False | Electrical | 32
32 | SBJ-Z1-FM-RT-CAP1 | CAP1 | CALORIFIER PANEL | Electrical | ELECTRICAL | CONTROL PANEL |  | ROOF TOP | SBJ-Z1-FM-RF |  |  | Z1 | [5 empty] | 2019-01-01 | 2019 | Q |  | Y | 15 | [8 empty] | False | Electrical | 33
33 | SBJ-Z1-FM-RT-CAP2 | CAP2 | CALORIFIER PANEL | Electrical | ELECTRICAL | CONTROL PANEL |  | ROOF TOP | SBJ-Z1-FM-RF |  |  | Z1 | [5 empty] | 2019-01-01 | 2019 | Q |  | Y | 15 | [8 empty] | False | Electrical | 34
34 | SBJ-Z1-B1-RF-CPMUP | CPMUP | MAKE UP WATER PUMP CONTROL PANEL | Electrical | ELECTRICAL | CONTROL PANEL |  | ROOF TOP | SBJ-Z1-B1-RF |  |  | Z1 | [5 empty] | 2019-01-01 | 2019 | 2 |  | Y | 15 | [8 empty] | False | Electrical | 35
35 | SBJ-Z1-B2-RF-CPHWR | CPHWR | CONTROL PANEL HWR | Electrical | ELECTRICAL | CONTROL PANEL |  | ROOF TOP | SBJ-Z1-B2-RF |  |  | Z1 | [5 empty] | 2019-01-01 | 2019 | 2 |  | Y | 15 | [8 empty] | False | Electrical | 36
36 | SBJ-Z1-B2-RF-CPMUP | CPMUP | MAKE UP WATER PUMP CONTROL PANEL | Electrical | ELECTRICAL | CONTROL PANEL |  | ROOF TOP | SBJ-Z1-B2-RF |  |  | Z1 | [5 empty] | 2019-01-01 | 2019 | 2 |  | Y | 15 | [8 empty] | False | Electrical | 37
37 | SBJ-Z1-B3-RF-CPMUP | CPMUP | MAKE UP WATER PUMP CONTROL PANEL | Electrical | ELECTRICAL | CONTROL PANEL |  | ROOF TOP | SBJ-Z1-B3-RF |  |  | Z1 | [5 empty] | 2019-01-01 | 2019 | 2 |  | Y | 15 | [8 empty] | False | Electrical | 38
38 | SBJ-Z1-B4-RF-CPHWR | CPHWR | CONTROL PANEL HWR | Electrical | ELECTRICAL | CONTROL PANEL |  | ROOF TOP | SBJ-Z1-B4-RF |  |  | Z1 | [5 empty] | 2019-01-01 | 2019 | OC |  | Y | 15 | [8 empty] | False | Electrical | 39
39 | SBJ-Z1-B4-RF-CPMUP | CPMUP | MAKE UP WATER PUMP CONTROL PANEL | Electrical | ELECTRICAL | CONTROL PANEL |  | ROOF TOP | SBJ-Z1-B4-RF |  |  | Z1 | [5 empty] | 2019-01-01 | 2019 | 2 |  | Y | 15 | [8 empty] | False | Electrical | 40
40 | SBJ-Z1-B4-RF-CPBP | CPBP | BOOSTER PUMP CONTROL PANEL | Electrical | ELECTRICAL | CONTROL PANEL |  | ROOF TOP | SBJ-Z1-B4-RF |  |  | Z1 | [5 empty] | 2019-01-01 | 2019 | OC |  | Y | 15 | [8 empty] | False | Electrical | 41
41 | SBJ-Z1-B5-RF-CPHWR | CPHWR | CONTROL PANEL HWR | Electrical | ELECTRICAL | CONTROL PANEL |  | ROOF TOP | SBJ-Z1-B5-RF |  |  | Z1 | [5 empty] | 2019-01-01 | 2019 | OC |  | Y | 15 | [8 empty] | False | Electrical | 42
42 | SBJ-Z1-B5-RF-CPMUP | CPMUP | MAKE UP WATER PUMP CONTROL PANEL | Electrical | ELECTRICAL | CONTROL PANEL |  | ROOF TOP | SBJ-Z1-B5-RF |  |  | Z1 | [5 empty] | 2019-01-01 | 2019 | 2 |  | Y | 15 | [8 empty] | False | Electrical | 43
43 | SBJ-Z1-B5-RF-CPBP | CPBP | BOOSTER PUMP CONTROL PANEL | Electrical | ELECTRICAL | CONTROL PANEL |  | ROOF TOP | SBJ-Z1-B5-RF |  |  | Z1 | [5 empty] | 2019-01-01 | 2019 | OC |  | Y | 15 | [8 empty] | False | Electrical | 44
44 | SBJ-Z1-B6-RF-CPHWR | CPHWR | CONTROL PANEL HWR | Electrical | ELECTRICAL | CONTROL PANEL |  | ROOF TOP | SBJ-Z1-B6-RF |  |  | Z1 | [5 empty] | 2019-01-01 | 2019 | OC |  | Y | 15 | [8 empty] | False | Electrical | 45
45 | SBJ-Z1-B6-RF-CPMUP | CPMUP | MAKE UP WATER PUMP CONTROL PANEL | Electrical | ELECTRICAL | CONTROL PANEL |  | ROOF TOP | SBJ-Z1-B6-RF |  |  | Z1 | [5 empty] | 2019-01-01 | 2019 | 2 |  | Y | 15 | [8 empty] | False | Electrical | 46
46 | SBJ-Z1-B6-RF-CPBP | CPBP | BOOSTER PUMP CONTROL PANEL | Electrical | ELECTRICAL | CONTROL PANEL |  | ROOF TOP | SBJ-Z1-B6-RF |  |  | Z1 | [5 empty] | 2019-01-01 | 2019 | OC |  | Y | 15 | [8 empty] | False | Electrical | 47
47 | SBJ-Z1-B7-RF-CPMUP | CPMUP | MAKE UP WATER PUMP CONTROL PANEL | Electrical | ELECTRICAL | CONTROL PANEL |  | ROOF TOP | SBJ-Z1-B7-RF |  |  | Z1 | [5 empty] | 2019-01-01 | 2019 | 2 |  | Y | 15 | [8 empty] | False | Electrical | 48
48 | SBJ-Z1-B8-RF-CPMUP | CPMUP | MAKE UP WATER PUMP CONTROL PANEL | Electrical | ELECTRICAL | CONTROL PANEL |  | Accommodation Block 8 | SBJ-Z1-B8 |  |  | Z1 | [5 empty] | 2019-01-01 | 2019 | 2 |  | Y | 15 | [8 empty] | False | Electrical | 49
49 | SBJ-Z1-IP1-VFD1 | VFD1 | VFD CONTROL PANEL-01 | Electrical | ELECTRICAL | CONTROL PANEL |  | Irrigation Pump 1 | SBJ-Z1-IP1 |  |  | Z1 | [5 empty] | 2019-01-01 | 2019 | Q |  | Y | 15 | [8 empty] | False | Electrical | 50
50 | SBJ-Z1-IP1-VFD2 | VFD2 | VFD CONTROL PANEL-02 | Electrical | ELECTRICAL | CONTROL PANEL |  | Irrigation Pump 1 | SBJ-Z1-IP1 |  |  | Z1 | [5 empty] | 2019-01-01 | 2019 | Q |  | Y | 15 | [8 empty] | False | Electrical | 51
51 | SBJ-Z1-IP1-MSP | MSP | MOV STARTER PANEL | Electrical | ELECTRICAL | CONTROL PANEL |  | Irrigation Pump 1 | SBJ-Z1-IP1 |  |  | Z1 | [5 empty] | 2019-01-01 | 2019 | Q |  | Y | 15 | [8 empty] | False | Electrical | 52
52 | SBJ-Z1-FM-GF-FPR-DPC | DPC | DIESEL FIRE PUMP CONTROLER(MB-1-1GF-0148) | Electrical | ELECTRICAL | DIESEL FIRE PUMP CONTROLER |  | FIRE PUMP ROOM | SBJ-Z1-FM-GF-FPR |  |  | Z1 | [5 empty] | 2019-01-01 | 2019 | 2 |  | Y | 15 | [8 empty] | False | Electrical | 53
53 | SBJ-Z1-FM-GF-FPR-EFP | EFP | ELECTRIC FIRE PUMP CONTROLER(MB-1-1GF-0147) | Electrical | ELECTRICAL | ELECTRIC FIRE PUMP CONTROLER |  | FIRE PUMP ROOM | SBJ-Z1-FM-GF-FPR |  |  | Z1 | [5 empty] | 2019-01-01 | 2019 | Q |  | Y | 15 | [8 empty] | False | Electrical | 54
54 | SBJ-Z1-SCB-EFF | EFF | ELECTRICAL FITTINGS AND FIXTURES | Electrical | ELECTRICAL | ELECTRICAL FITTINGS & FIXTURES |  | Security & CCTV Building | SBJ-Z1-SCB |  |  | Z1 | [5 empty] | 2019-01-01 | 2019 | Q |  | Y | 15 | [8 empty] | False | Electrical | 55
55 | SBJ-Z1-ROP-EFF | EFF | ELECTRICAL FITTINGS AND FIXTURES | Electrical | ELECTRICAL | ELECTRICAL FITTINGS & FIXTURES |  | ROP BUILDING | SBJ-Z1-ROP |  |  | Z1 | [5 empty] | 2019-01-01 | 2019 | Q |  | Y | 15 | [8 empty] | False | Electrical | 56
56 | SBJ-Z1-SLP-EFF | EFF | ELECTRICAL FITTINGS AND FIXTURES | Electrical | ELECTRICAL | ELECTRICAL FITTINGS & FIXTURES |  | Security LV Patch Panel Room | SBJ-Z1-SLP |  |  | Z1 | [5 empty] | 2019-01-01 | 2019 | Q |  | Y | 15 | [8 empty] | False | Electrical | 57
57 | SBJ-Z1-SLP-SCR-EFF | EFF | ELECTRICAL FITTINGS AND FIXTURES | Electrical | ELECTRICAL | ELECTRICAL FITTINGS & FIXTURES |  | SECURITY ROOM | SBJ-Z1-SLP-SCR |  |  | Z1 | [5 empty] | 2019-01-01 | 2019 | Q |  | Y | 15 | [8 empty] | False | Electrical | 58
58 | SBJ-Z1-SLP-TR-EFF | EFF | ELECTRICAL FITTINGS AND FIXTURES | Electrical | ELECTRICAL | ELECTRICAL FITTINGS & FIXTURES |  | IT ROOM | SBJ-Z1-SLP-TR |  |  | Z1 |  |  |  | 1000 kVA 11/0.4kV |  | 2019-01-01 | 2019 | Q |  | Y | 15 | [8 empty] | False | Electrical | 59
59 | SBJ-Z1-SLP-LVR-EFF | EFF | ELECTRICAL FITTINGS AND FIXTURES | Electrical | ELECTRICAL | ELECTRICAL FITTINGS & FIXTURES |  | LV ROOM | SBJ-Z1-SLP-LV |  |  | Z1 | [5 empty] | 2019-01-01 | 2019 | Q |  | Y | 15 | [8 empty] | False | Electrical | 60
60 | SBJ-Z1-SLP-SCP-EFF | EFF | ELECTRICAL FITTINGS AND FIXTURES | Electrical | ELECTRICAL | ELECTRICAL FITTINGS & FIXTURES |  | SECURITY CHECK POINT | SBJ-Z1-SLP-SCP |  |  | Z1 | [5 empty] | 2019-01-01 | 2019 | Q |  | Y | 15 | [8 empty] | False | Electrical | 61
61 | SBJ-Z1-FPR-EFF | EFF | ELECTRICAL FITTINGS AND FIXTURES | Electrical | ELECTRICAL | ELECTRICAL FITTINGS & FIXTURES |  | Fire Pump Room | SBJ-Z1-FPR |  |  | Z1 | [5 empty] | 2019-01-01 | 2019 | Q |  | Y | 15 | [8 empty] | False | Electrical | 62
62 | SBJ-Z1-FM-EFF | EFF | ELECTRICAL FITTINGS AND FIXTURES | Electrical | ELECTRICAL | ELECTRICAL FITTINGS & FIXTURES |  | FM Building | SBJ-Z1-FM |  |  | Z1 | [5 empty] | 2019-01-01 | 2019 | Q |  | Y | 15 | [8 empty] | False | Electrical | 63
63 | SBJ-Z1-B4-EFF | EFF | ELECTRICAL FITTINGS AND FIXTURES | Electrical | ELECTRICAL | ELECTRICAL FITTINGS & FIXTURES |  | Accommodation Block 4 | SBJ-Z1-B4 |  |  | Z1 | [5 empty] | 2019-01-01 | 2019 | OC |  | Y | 15 | [8 empty] | False | Electrical | 64
64 | SBJ-Z1-B5-EFF | EFF | ELECTRICAL FITTINGS AND FIXTURES | Electrical | ELECTRICAL | ELECTRICAL FITTINGS & FIXTURES |  | Accommodation Block 5 | SBJ-Z1-B5 |  |  | Z1 | [5 empty] | 2019-01-01 | 2019 | OC |  | Y | 15 | [8 empty] | False | Electrical | 65
65 | SBJ-Z1-B6-EFF | EFF | ELECTRICAL FITTINGS AND FIXTURES | Electrical | ELECTRICAL | ELECTRICAL FITTINGS & FIXTURES |  | Accommodation Block 6 | SBJ-Z1-B6 |  |  | Z1 | [5 empty] | 2019-01-01 | 2019 | OC |  | Y | 15 | [8 empty] | False | Electrical | 66
66 | SBJ-Z2-ESC-EFF | EFF | ELECTRICAL FITTINGS AND FIXTURES | Electrical | ELECTRICAL | ELECTRICAL FITTINGS & FIXTURES |  | Experience & Sales Centre | SBJ-Z2-ESC |  |  | Z2 | [5 empty] | 2019-01-01 | 2019 | Q |  | Y | 15 | [8 empty] | False | Electrical | 67
67 | SBJ-Z2-VS-CS1-EFF | EFF | ELECTRICAL FITTINGS AND FIXTURES | Electrical | ELECTRICAL | ELECTRICAL FITTINGS & FIXTURES |  | Village Square | SBJ-Z2-VS |  |  | Z2 | [5 empty] | 2019-01-01 | 2019 | Q |  | Y | 15 | [8 empty] | False | Electrical | 68
68 | SBJ-Z2-VS-CS2-EFF | EFF | ELECTRICAL FITTINGS AND FIXTURES | Electrical | ELECTRICAL | ELECTRICAL FITTINGS & FIXTURES |  | Village Square | SBJ-Z2-VS |  |  | Z2 | [5 empty] | 2019-01-01 | 2019 | Q |  | Y | 15 | [8 empty] | False | Electrical | 69
69 | SBJ-Z2-VS-CS3-EFF | EFF | ELECTRICAL FITTINGS AND FIXTURES | Electrical | ELECTRICAL | ELECTRICAL FITTINGS & FIXTURES |  | Village Square | SBJ-Z2-VS |  |  | Z2 | [5 empty] | 2019-01-01 | 2019 | Q |  | Y | 15 | [8 empty] | False | Electrical | 70
70 | SBJ-Z2-VS-EFF | EFF | ELECTRICAL FITTINGS AND FIXTURES | Electrical | ELECTRICAL | ELECTRICAL FITTINGS & FIXTURES |  | Village Square | SBJ-Z2-VS |  |  | Z2 | [5 empty] | 2019-01-01 | 2019 | Q |  | Y | 15 | [8 empty] | False | Electrical | 71
71 | SBJ-Z2-VS-LV | EFF | ELECTRICAL FITTINGS AND FIXTURES | Electrical | ELECTRICAL | ELECTRICAL FITTINGS & FIXTURES |  | LIFT | SBJ-Z2-VS-LIFT |  |  | Z2 | [5 empty] | 2019-01-01 | 2019 | Q |  | Y | 15 | [8 empty] | False | Electrical | 72
72 | SBJ-Z2-VS-MTCA-EFF | EFF | ELECTRICAL FITTINGS AND FIXTURES | Electrical | ELECTRICAL | ELECTRICAL FITTINGS & FIXTURES |  | MALE TOILET COMMON AREA | SBJ-Z2-VS-MTCA |  |  | Z2 | [5 empty] | 2019-01-01 | 2019 | Q |  | Y | 15 | [8 empty] | False | Electrical | 73
73 | SBJ-Z2-VS-MTS-EFF | EFF | ELECTRICAL FITTINGS AND FIXTURES | Electrical | ELECTRICAL | ELECTRICAL FITTINGS & FIXTURES |  | MALE TOILET STORE | SBJ-Z2-VS-MTS |  |  | Z2 | [5 empty] | 2019-01-01 | 2019 | Q |  | Y | 15 | [8 empty] | False | Electrical | 74
74 | SBJ-Z2-VS-MTT-EFF | EFF | ELECTRICAL FITTINGS AND FIXTURES | Electrical | ELECTRICAL | ELECTRICAL FITTINGS & FIXTURES |  | MALE TOILET | SBJ-Z2-VS-MTT |  |  | Z2 | [5 empty] | 2019-01-01 | 2019 | Q |  | Y | 15 | [8 empty] | False | Electrical | 75
75 | SBJ-Z2-VS-FTCA-EFF | EFF | ELECTRICAL FITTINGS AND FIXTURES | Electrical | ELECTRICAL | ELECTRICAL FITTINGS & FIXTURES |  | FEMALE TOILET COMMON AREA | SBJ-Z2-VS-FTCA |  |  | Z2 | [5 empty] | 2019-01-01 | 2019 | Q |  | Y | 15 | [8 empty] | False | Electrical | 76
76 | SBJ-Z2-VS-FTS-EFF | EFF | ELECTRICAL FITTINGS AND FIXTURES | Electrical | ELECTRICAL | ELECTRICAL FITTINGS & FIXTURES |  | FEMALE TOILET STORE | SBJ-Z2-VS-FTS |  |  | Z2 | [5 empty] | 2019-01-01 | 2019 | Q |  | Y | 15 | [8 empty] | False | Electrical | 77
77 | SBJ-Z2-VS-FTT-EFF | EFF | ELECTRICAL FITTINGS AND FIXTURES | Electrical | ELECTRICAL | ELECTRICAL FITTINGS & FIXTURES |  | FEMALE TOILET | SBJ-Z2-VS-FTT |  |  | Z2 | [5 empty] | 2019-01-01 | 2019 | Q |  | Y | 15 | [8 empty] | False | Electrical | 78
78 | SBJ-Z2-VS-QTO-EFF | EFF | ELECTRICAL FITTINGS AND FIXTURES | Electrical | ELECTRICAL | ELECTRICAL FITTINGS & FIXTURES |  | QANTAB TOURISM OFFICE | SBJ-Z2-VS-QTO |  |  | Z2 | [5 empty] | 2019-01-01 | 2019 | Q |  | Y | 15 | [8 empty] | False | Electrical | 79
79 | SBJ-Z2-VS-IDF1-EFF | EFF | ELECTRICAL FITTINGS AND FIXTURES | Electrical | ELECTRICAL | ELECTRICAL FITTINGS & FIXTURES |  | TELCOM ROOM 1(IDF1) | SBJ-Z2-VS-IDF1 |  |  | Z2 | [5 empty] | 2019-01-01 | 2019 | Q |  | Y | 15 | [8 empty] | False | Electrical | 80
80 | SBJ-Z2-VS-PR-EFF | EFF | ELECTRICAL FITTINGS AND FIXTURES | Electrical | ELECTRICAL | ELECTRICAL FITTINGS & FIXTURES |  | PRAYER ROOM | SBJ-Z2-VS-PR |  |  | Z2 | [5 empty] | 2019-01-01 | 2019 | Q |  | Y | 15 | [8 empty] | False | Electrical | 81
81 | SBJ-Z2-VS-MPR-EFF | EFF | ELECTRICAL FITTINGS AND FIXTURES | Electrical | ELECTRICAL | ELECTRICAL FITTINGS & FIXTURES |  | MALE PRAYER ROOM | SBJ-Z2-VS-MPR |  |  | Z2 | [5 empty] | 2019-01-01 | 2019 | Q |  | Y | 15 | [8 empty] | False | Electrical | 82
82 | SBJ-Z2-VS-FPR-EFF | EFF | ELECTRICAL FITTINGS AND FIXTURES | Electrical | ELECTRICAL | ELECTRICAL FITTINGS & FIXTURES |  | FEMALE PRAYER ROOM | SBJ-Z2-VS-FPR |  |  | Z2 | [5 empty] | 2019-01-01 | 2019 | Q |  | Y | 15 | [8 empty] | False | Electrical | 83
83 | SBJ-Z2-VS-FWR-EFF | EFF | ELECTRICAL FITTINGS AND FIXTURES | Electrical | ELECTRICAL | ELECTRICAL FITTINGS & FIXTURES |  | FEMALE WASH ROOM | SBJ-Z2-VS-FWR |  |  | Z2 | [5 empty] | 2019-01-01 | 2019 | Q |  | Y | 15 | [8 empty] | False | Electrical | 84
84 | SBJ-Z2-VS-IDF2CA-EFF | EFF | ELECTRICAL FITTINGS AND FIXTURES | Electrical | ELECTRICAL | ELECTRICAL FITTINGS & FIXTURES |  | TELCOM ROOM 2 COMMON AREA(IDF2CA) | SBJ-Z2-VS-IDF2CA |  |  | Z2 | [5 empty] | 2019-01-01 | 2019 | Q |  | Y | 15 | [8 empty] | False | Electrical | 85
85 | SBJ-Z2-VS-ELR1-EFF | EFF | ELECTRICAL FITTINGS AND FIXTURES | Electrical | ELECTRICAL | ELECTRICAL FITTINGS & FIXTURES |  | ELECTRICAL ROOM 1 | SBJ-Z2-VS-ELR1 |  |  | Z2 | [5 empty] | 2019-01-01 | 2019 | Q |  | Y | 15 | [8 empty] | False | Electrical | 86
86 | SBJ-Z2-VS-IDF2-EFF | EFF | ELECTRICAL FITTINGS AND FIXTURES | Electrical | ELECTRICAL | ELECTRICAL FITTINGS & FIXTURES |  | TELECOM ROOM 2 | SBJ-Z2-VS-IDF2 |  |  | Z2 | [5 empty] | 2019-01-01 | 2019 | Q |  | Y | 15 | [8 empty] | False | Electrical | 87
87 | SBJ-Z2-VS-ELR2-EFF | EFF | ELECTRICAL FITTINGS AND FIXTURES | Electrical | ELECTRICAL | ELECTRICAL FITTINGS & FIXTURES |  | ELECTRICAL ROOM 2 | SBJ-Z2-VS-ELR2 |  |  | Z2 | [5 empty] | 2019-01-01 | 2019 | Q |  | Y | 15 | [8 empty] | False | Electrical | 88
88 | SBJ-Z2-VS-PPR-EFF | EFF | ELECTRICAL FITTINGS AND FIXTURES | Electrical | ELECTRICAL | ELECTRICAL FITTINGS & FIXTURES |  | PUMP ROOM | SBJ-Z2-VS-PPR |  |  | Z2 | [5 empty] | 2019-01-01 | 2019 | Q |  | Y | 15 | [8 empty] | False | Electrical | 89
89 | SBJ-Z3-CP-EFF | EFF | ELECTRICAL FITTINGS AND FIXTURES | Electrical | ELECTRICAL | ELECTRICAL FITTINGS & FIXTURES |  | CENTRAL PARK | SBJ-Z3-CP |  |  | Z3 | [5 empty] | 2019-01-01 | 2019 | Q |  | Y | 15 | [8 empty] | False | Electrical | 90
90 | SBJ-Z3-CP-MTT-EFF | EFF | ELECTRICAL FITTINGS AND FIXTURES | Electrical | ELECTRICAL | ELECTRICAL FITTINGS & FIXTURES |  | MALE TOILET | SBJ-Z3-CP-MTT |  |  | Z3 | [5 empty] | 2019-01-01 | 2019 | Q |  | Y | 15 | [8 empty] | False | Electrical | 91
91 | SBJ-Z3-CP-FTT-EFF | EFF | ELECTRICAL FITTINGS AND FIXTURES | Electrical | ELECTRICAL | ELECTRICAL FITTINGS & FIXTURES |  | FEMALE TOILET | SBJ-Z3-CP-FTT |  |  | Z3 | [5 empty] | 2019-01-01 | 2019 | Q |  | Y | 15 | [8 empty] | False | Electrical | 92
92 | SBJ-Z3A-B75-EFF | EFF | ELECTRICAL FITTINGS AND FIXTURES | Electrical | ELECTRICAL | ELECTRICAL FITTINGS & FIXTURES |  | Building D 75 | SBJ-Z3A-B75 | [8 empty] | 2019-01-01 | 2019 | Q |  | Y | 15 | [8 empty] | False | Electrical | 93
93 | SBJ-Z3A-B74-EFF | EFF | ELECTRICAL FITTINGS AND FIXTURES | Electrical | ELECTRICAL | ELECTRICAL FITTINGS & FIXTURES |  | Building D 74 | SBJ-Z3A-B74 | [8 empty] | 2019-01-01 | 2019 | Q |  | Y | 15 | [8 empty] | False | Electrical | 94
94 | SBJ-Z3A-B44-EFF | EFF | ELECTRICAL FITTINGS AND FIXTURES | Electrical | ELECTRICAL | ELECTRICAL FITTINGS & FIXTURES |  | Building D 44 | SBJ-Z3A-B44 | [8 empty] | 2019-01-01 | 2019 | Q |  | Y | 15 | [8 empty] | False | Electrical | 95
95 | SBJ-Z3A-B45-EFF | EFF | ELECTRICAL FITTINGS AND FIXTURES | Electrical | ELECTRICAL | ELECTRICAL FITTINGS & FIXTURES |  | Building D 45 | SBJ-Z3A-B45 | [8 empty] | 2019-01-01 | 2019 | Q |  | Y | 15 | [8 empty] | False | Electrical | 96
96 | SBJ-Z3A-B46-EFF | EFF | ELECTRICAL FITTINGS AND FIXTURES | Electrical | ELECTRICAL | ELECTRICAL FITTINGS & FIXTURES |  | Building D 46 | SBJ-Z3A-B46 | [8 empty] | 2019-01-01 | 2019 | Q |  | Y | 15 | [8 empty] | False | Electrical | 97
97 | SBJ-Z3A-B47-EFF | EFF | ELECTRICAL FITTINGS AND FIXTURES | Electrical | ELECTRICAL | ELECTRICAL FITTINGS & FIXTURES |  | Building D 47 | SBJ-Z3A-B47 | [8 empty] | 2019-01-01 | 2019 | Q |  | Y | 15 | [8 empty] | False | Electrical | 98
98 | SBJ-Z3A-B48-EFF | EFF | ELECTRICAL FITTINGS AND FIXTURES | Electrical | ELECTRICAL | ELECTRICAL FITTINGS & FIXTURES |  | Building D 48 | SBJ-Z3A-B48 | [8 empty] | 2019-01-01 | 2019 | Q |  | Y | 15 | [8 empty] | False | Electrical | 99
99 | SBJ-Z3A-B49-EFF | EFF | ELECTRICAL FITTINGS AND FIXTURES | Electrical | ELECTRICAL | ELECTRICAL FITTINGS & FIXTURES |  | Building D 49 | SBJ-Z3A-B49 | [8 empty] | 2019-01-01 | 2019 | Q |  | Y | 15 | [8 empty] | False | Electrical | 100
100 | SBJ-Z3A-B50-EFF | EFF | ELECTRICAL FITTINGS AND FIXTURES | Electrical | ELECTRICAL | ELECTRICAL FITTINGS & FIXTURES |  | Building D 50 | SBJ-Z3A-B50 | [8 empty] | 2019-01-01 | 2019 | Q |  | Y | 15 | [8 empty] | False | Electrical | 101
101 | SBJ-Z3A-B51-EFF | EFF | ELECTRICAL FITTINGS AND FIXTURES | Electrical | ELECTRICAL | ELECTRICAL FITTINGS & FIXTURES |  | Building D 51 | SBJ-Z3A-B51 | [8 empty] | 2019-01-01 | 2019 | Q |  | Y | 15 | [8 empty] | False | Electrical | 102
102 | SBJ-Z3A-B52-EFF | EFF | ELECTRICAL FITTINGS AND FIXTURES | Electrical | ELECTRICAL | ELECTRICAL FITTINGS & FIXTURES |  | Building D 52 | SBJ-Z3A-B52 | [8 empty] | 2019-01-01 | 2019 | Q |  | Y | 15 | [8 empty] | False | Electrical | 103
103 | SBJ-Z3B-B53-EFF | EFF | ELECTRICAL FITTINGS AND FIXTURES | Electrical | ELECTRICAL | ELECTRICAL FITTINGS & FIXTURES |  | Building D 53 | SBJ-Z3B-B53 | [8 empty] | 2019-01-01 | 2019 | Q |  | Y | 15 | [8 empty] | False | Electrical | 104
104 | SBJ-Z3B-B54-EFF | EFF | ELECTRICAL FITTINGS AND FIXTURES | Electrical | ELECTRICAL | ELECTRICAL FITTINGS & FIXTURES |  | Building D 54 | SBJ-Z3B-B54 | [8 empty] | 2019-01-01 | 2019 | Q |  | Y | 15 | [8 empty] | False | Electrical | 105
105 | SBJ-Z3B-B56-EFF | EFF | ELECTRICAL FITTINGS AND FIXTURES | Electrical | ELECTRICAL | ELECTRICAL FITTINGS & FIXTURES |  | Building D 56 | SBJ-Z3B-B56 | [8 empty] | 2019-01-01 | 2019 | Q |  | Y | 15 | [8 empty] | False | Electrical | 106
106 | SBJ-Z3B-B57-EFF | EFF | ELECTRICAL FITTINGS AND FIXTURES | Electrical | ELECTRICAL | ELECTRICAL FITTINGS & FIXTURES |  | Building D 57 | SBJ-Z3B-B57 | [8 empty] | 2019-01-01 | 2019 | Q |  | Y | 15 | [8 empty] | False | Electrical | 107
107 | SBJ-Z3B-B58-EFF | EFF | ELECTRICAL FITTINGS AND FIXTURES | Electrical | ELECTRICAL | ELECTRICAL FITTINGS & FIXTURES |  | Building D 58 | SBJ-Z3B-B58 | [8 empty] | 2019-01-01 | 2019 | Q |  | Y | 15 | [8 empty] | False | Electrical | 108
108 | SBJ-Z3B-B59-EFF | EFF | ELECTRICAL FITTINGS AND FIXTURES | Electrical | ELECTRICAL | ELECTRICAL FITTINGS & FIXTURES |  | Building D 59 | SBJ-Z3B-B59 | [8 empty] | 2019-01-01 | 2019 | Q |  | Y | 15 | [8 empty] | False | Electrical | 109
109 | SBJ-Z3B-B60-EFF | EFF | ELECTRICAL FITTINGS AND FIXTURES | Electrical | ELECTRICAL | ELECTRICAL FITTINGS & FIXTURES |  | Building D 60 | SBJ-Z3B-B60 | [8 empty] | 2019-01-01 | 2019 | Q |  | Y | 15 | [8 empty] | False | Electrical | 110
110 | SBJ-Z3B-B61-EFF | EFF | ELECTRICAL FITTINGS AND FIXTURES | Electrical | ELECTRICAL | ELECTRICAL FITTINGS & FIXTURES |  | Building D 61 | SBJ-Z3B-B61 | [8 empty] | 2019-01-01 | 2019 | Q |  | Y | 15 | [8 empty] | False | Electrical | 111
111 | SBJ-Z3B-B62-EFF | EFF | ELECTRICAL FITTINGS AND FIXTURES | Electrical | ELECTRICAL | ELECTRICAL FITTINGS & FIXTURES |  | Building D 62 | SBJ-Z3B-B62 | [8 empty] | 2019-01-01 | 2019 | Q |  | Y | 15 | [8 empty] | False | Electrical | 112
112 | SBJ-Z3A-B75-GF-PRK-JETF-2590 | JETF-2590 | EXHAUST FAN | Electrical | ELECTRICAL | EXHAUST FAN |  | PARKING | SBJ-Z3A-B75-GF-PRK | [8 empty] | 2019-01-01 | 2019 | Q |  | Y | 15 | [8 empty] | False | Electrical | 113
113 | SBJ-Z3A-B75-GF-PRK-JETF-2591 | JETF-2591 | EXHAUST FAN | Electrical | ELECTRICAL | EXHAUST FAN |  | PARKING | SBJ-Z3A-B75-GF-PRK | [8 empty] | 2019-01-01 | 2019 | Q |  | Y | 15 | [8 empty] | False | Electrical | 114
114 | SBJ-Z3A-B74-GF-PRK-JETF-2592 | JETF-2592 | EXHAUST FAN | Electrical | ELECTRICAL | EXHAUST FAN |  | PARKING | SBJ-Z3A-B74-GF-PRK | [8 empty] | 2019-01-01 | 2019 | Q |  | Y | 15 | [8 empty] | False | Electrical | 115
115 | SBJ-Z3A-B74-GF-PRK-JETF-2593 | JETF-2593 | EXHAUST FAN | Electrical | ELECTRICAL | EXHAUST FAN |  | PARKING | SBJ-Z3A-B74-GF-PRK | [8 empty] | 2019-01-01 | 2019 | Q |  | Y | 15 | [8 empty] | False | Electrical | 116
116 | SBJ-Z3A-B44-GF-PRK-JETF-2594 | JETF-2594 | EXHAUST FAN | Electrical | ELECTRICAL | EXHAUST FAN |  | PARKING | SBJ-Z3A-B44-GF-PRK | [8 empty] | 2019-01-01 | 2019 | Q |  | Y | 15 | [8 empty] | False | Electrical | 117
117 | SBJ-Z3A-B44-GF-PRK-JETF-2595 | JETF-2595 | EXHAUST FAN | Electrical | ELECTRICAL | EXHAUST FAN |  | PARKING | SBJ-Z3A-B44-GF-PRK | [8 empty] | 2019-01-01 | 2019 | Q |  | Y | 15 | [8 empty] | False | Electrical | 118
118 | SBJ-Z3A-B45-GF-PRK-JETF-2596 | JETF-2596 | EXHAUST FAN | Electrical | ELECTRICAL | EXHAUST FAN |  | PARKING | SBJ-Z3A-B45-GF-PRK | [8 empty] | 2019-01-01 | 2019 | Q |  | Y | 15 | [8 empty] | False | Electrical | 119
119 | SBJ-Z3A-B45-GF-PRK-JETF-2597 | JETF-2597 | EXHAUST FAN | Electrical | ELECTRICAL | EXHAUST FAN |  | PARKING | SBJ-Z3A-B45-GF-PRK | [8 empty] | 2019-01-01 | 2019 | Q |  | Y | 15 | [8 empty] | False | Electrical | 120
120 | SBJ-Z3A-B46-GF-PRK-JETF-2598 | JETF-2598 | EXHAUST FAN | Electrical | ELECTRICAL | EXHAUST FAN |  | PARKING | SBJ-Z3A-B46-GF-PRK | [8 empty] | 2019-01-01 | 2019 | Q |  | Y | 15 | [8 empty] | False | Electrical | 121
121 | SBJ-Z3A-B46-GF-PRK-JETF-2599 | JETF-2599 | EXHAUST FAN | Electrical | ELECTRICAL | EXHAUST FAN |  | PARKING | SBJ-Z3A-B46-GF-PRK | [8 empty] | 2019-01-01 | 2019 | Q |  | Y | 15 | [8 empty] | False | Electrical | 122
122 | SBJ-Z3A-B47-GF-PRK-JETF-2600 | JETF-2600 | EXHAUST FAN | Electrical | ELECTRICAL | EXHAUST FAN |  | PARKING | SBJ-Z3A-B47-GF-PRK | [8 empty] | 2019-01-01 | 2019 | Q |  | Y | 15 | [8 empty] | False | Electrical | 123
123 | SBJ-Z3A-B47-GF-PRK-JETF-2601 | JETF-2601 | EXHAUST FAN | Electrical | ELECTRICAL | EXHAUST FAN |  | PARKING | SBJ-Z3A-B47-GF-PRK | [8 empty] | 2019-01-01 | 2019 | Q |  | Y | 15 | [8 empty] | False | Electrical | 124
124 | SBJ-Z3A-B48-GF-PRK-JETF-2602 | JETF-2602 | EXHAUST FAN | Electrical | ELECTRICAL | EXHAUST FAN |  | PARKING | SBJ-Z3A-B48-GF-PRK | [8 empty] | 2019-01-01 | 2019 | Q |  | Y | 15 | [8 empty] | False | Electrical | 125
125 | SBJ-Z3A-B48-GF-PRK-JETF-2603 | JETF-2603 | EXHAUST FAN | Electrical | ELECTRICAL | EXHAUST FAN |  | PARKING | SBJ-Z3A-B48-GF-PRK | [8 empty] | 2019-01-01 | 2019 | Q |  | Y | 15 | [8 empty] | False | Electrical | 126
126 | SBJ-Z3A-B49-GF-PRK-JETF-2604 | JETF-2604 | EXHAUST FAN | Electrical | ELECTRICAL | EXHAUST FAN |  | PARKING | SBJ-Z3A-B49-GF-PRK | [8 empty] | 2019-01-01 | 2019 | Q |  | Y | 15 | [8 empty] | False | Electrical | 127
127 | SBJ-Z3A-B49-GF-PRK-JETF-2605 | JETF-2605 | EXHAUST FAN | Electrical | ELECTRICAL | EXHAUST FAN |  | PARKING | SBJ-Z3A-B49-GF-PRK | [8 empty] | 2019-01-01 | 2019 | Q |  | Y | 15 | [8 empty] | False | Electrical | 128
128 | SBJ-Z3A-B50-GF-PRK-JETF-2606 | JETF-2606 | EXHAUST FAN | Electrical | ELECTRICAL | EXHAUST FAN |  | PARKING | SBJ-Z3A-B50-GF-PRK | [8 empty] | 2019-01-01 | 2019 | Q |  | Y | 15 | [8 empty] | False | Electrical | 129
129 | SBJ-Z3A-B50-GF-PRK-JETF-2607 | JETF-2607 | EXHAUST FAN | Electrical | ELECTRICAL | EXHAUST FAN |  | PARKING | SBJ-Z3A-B50-GF-PRK | [8 empty] | 2019-01-01 | 2019 | Q |  | Y | 15 | [8 empty] | False | Electrical | 130
130 | SBJ-Z3A-B51-GF-PRK-JETF-2608 | JETF-2608 | EXHAUST FAN | Electrical | ELECTRICAL | EXHAUST FAN |  | PARKING | SBJ-Z3A-B51-GF-PRK | [8 empty] | 2019-01-01 | 2019 | Q |  | Y | 15 | [8 empty] | False | Electrical | 131
131 | SBJ-Z3A-B51-GF-PRK-JETF-2609 | JETF-2609 | EXHAUST FAN | Electrical | ELECTRICAL | EXHAUST FAN |  | PARKING | SBJ-Z3A-B51-GF-PRK | [8 empty] | 2019-01-01 | 2019 | Q |  | Y | 15 | [8 empty] | False | Electrical | 132
132 | SBJ-Z3B-B52-GF-PRK-JETF-2610 | JETF-2610 | EXHAUST FAN | Electrical | ELECTRICAL | EXHAUST FAN |  | PARKING | SBJ-Z3B-B52-GF-PRK | [8 empty] | 2019-01-01 | 2019 | Q |  | Y | 15 | [8 empty] | False | Electrical | 133
133 | SBJ-Z3B-B52-GF-PRK-JETF-2611 | JETF-2611 | EXHAUST FAN | Electrical | ELECTRICAL | EXHAUST FAN |  | PARKING | SBJ-Z3B-B52-GF-PRK | [8 empty] | 2019-01-01 | 2019 | Q |  | Y | 15 | [8 empty] | False | Electrical | 134
134 | SBJ-Z3B-B53-GF-PRK-JETF-2612 | JETF-2612 | EXHAUST FAN | Electrical | ELECTRICAL | EXHAUST FAN |  | PARKING | SBJ-Z3B-B53-GF-PRK | [8 empty] | 2019-01-01 | 2019 | Q |  | Y | 15 | [8 empty] | False | Electrical | 135
135 | SBJ-Z3B-B53-GF-PRK-JETF-2613 | JETF-2613 | EXHAUST FAN | Electrical | ELECTRICAL | EXHAUST FAN |  | PARKING | SBJ-Z3B-B53-GF-PRK | [8 empty] | 2019-01-01 | 2019 | Q |  | Y | 15 | [8 empty] | False | Electrical | 136
136 | SBJ-Z3B-B54-GF-PRK-JETF-2614 | JETF-2614 | EXHAUST FAN | Electrical | ELECTRICAL | EXHAUST FAN |  | PARKING | SBJ-Z3B-B54-GF-PRK | [8 empty] | 2019-01-01 | 2019 | Q |  | Y | 15 | [8 empty] | False | Electrical | 137
137 | SBJ-Z3B-B54-GF-PRK-JETF-2615 | JETF-2615 | EXHAUST FAN | Electrical | ELECTRICAL | EXHAUST FAN |  | PARKING | SBJ-Z3B-B54-GF-PRK | [8 empty] | 2019-01-01 | 2019 | Q |  | Y | 15 | [8 empty] | False | Electrical | 138
138 | SBJ-Z3B-B55-GF-PRK-JETF-2616 | JETF-2616 | EXHAUST FAN | Electrical | ELECTRICAL | EXHAUST FAN |  | PARKING | SBJ-Z3B-B55-GF-PRK | [8 empty] | 2019-01-01 | 2019 | Q |  | Y | 15 | [8 empty] | False | Electrical | 139
139 | SBJ-Z3B-B55-GF-PRK-JETF-2617 | JETF-2617 | EXHAUST FAN | Electrical | ELECTRICAL | EXHAUST FAN |  | PARKING | SBJ-Z3B-B55-GF-PRK | [8 empty] | 2019-01-01 | 2019 | Q |  | Y | 15 | [8 empty] | False | Electrical | 140
140 | SBJ-Z3B-B56-GF-PRK-JETF-2618 | JETF-2618 | EXHAUST FAN | Electrical | ELECTRICAL | EXHAUST FAN |  | PARKING | SBJ-Z3B-B56-GF-PRK | [8 empty] | 2019-01-01 | 2019 | Q |  | Y | 15 | [8 empty] | False | Electrical | 141
141 | SBJ-Z3B-B56-GF-PRK-JETF-2619 | JETF-2619 | EXHAUST FAN | Electrical | ELECTRICAL | EXHAUST FAN |  | PARKING | SBJ-Z3B-B56-GF-PRK | [8 empty] | 2019-01-01 | 2019 | Q |  | Y | 15 | [8 empty] | False | Electrical | 142
142 | SBJ-Z3B-B57-GF-PRK-JETF-2620 | JETF-2620 | EXHAUST FAN | Electrical | ELECTRICAL | EXHAUST FAN |  | PARKING | SBJ-Z3B-B57-GF-PRK | [8 empty] | 2019-01-01 | 2019 | Q |  | Y | 15 | [8 empty] | False | Electrical | 143
143 | SBJ-Z3B-B57-GF-PRK-JETF-2621 | JETF-2621 | EXHAUST FAN | Electrical | ELECTRICAL | EXHAUST FAN |  | PARKING | SBJ-Z3B-B57-GF-PRK | [8 empty] | 2019-01-01 | 2019 | Q |  | Y | 15 | [8 empty] | False | Electrical | 144
144 | SBJ-Z3B-B58-GF-PRK-JETF-2622 | JETF-2622 | EXHAUST FAN | Electrical | ELECTRICAL | EXHAUST FAN |  | PARKING | SBJ-Z3B-B58-GF-PRK | [8 empty] | 2019-01-01 | 2019 | Q |  | Y | 15 | [8 empty] | False | Electrical | 145
145 | SBJ-Z3B-B58-GF-PRK-JETF-2623 | JETF-2623 | EXHAUST FAN | Electrical | ELECTRICAL | EXHAUST FAN |  | PARKING | SBJ-Z3B-B58-GF-PRK | [8 empty] | 2019-01-01 | 2019 | Q |  | Y | 15 | [8 empty] | False | Electrical | 146
146 | SBJ-Z3B-B59-GF-PRK-JETF-2624 | JETF-2624 | EXHAUST FAN | Electrical | ELECTRICAL | EXHAUST FAN |  | PARKING | SBJ-Z3B-B59-GF-PRK | [8 empty] | 2019-01-01 | 2019 | Q |  | Y | 15 | [8 empty] | False | Electrical | 147
147 | SBJ-Z3B-B59-GF-PRK-JETF-2625 | JETF-2625 | EXHAUST FAN | Electrical | ELECTRICAL | EXHAUST FAN |  | PARKING | SBJ-Z3B-B59-GF-PRK | [8 empty] | 2019-01-01 | 2019 | Q |  | Y | 15 | [8 empty] | False | Electrical | 148
148 | SBJ-Z3B-B60-GF-PRK-JETF-2626 | JETF-2626 | EXHAUST FAN | Electrical | ELECTRICAL | EXHAUST FAN |  | PARKING | SBJ-Z3B-B60-GF-PRK | [8 empty] | 2019-01-01 | 2019 | Q |  | Y | 15 | [8 empty] | False | Electrical | 149
149 | SBJ-Z3B-B60-GF-PRK-JETF-2627 | JETF-2627 | EXHAUST FAN | Electrical | ELECTRICAL | EXHAUST FAN |  | PARKING | SBJ-Z3B-B60-GF-PRK | [8 empty] | 2019-01-01 | 2019 | Q |  | Y | 15 | [8 empty] | False | Electrical | 150
150 | SBJ-Z3B-B61-GF-PRK-JETF-2628 | JETF-2628 | EXHAUST FAN | Electrical | ELECTRICAL | EXHAUST FAN |  | PARKING | SBJ-Z3B-B61-GF-PRK | [8 empty] | 2019-01-01 | 2019 | Q |  | Y | 15 | [8 empty] | False | Electrical | 151
151 | SBJ-Z3B-B61-GF-PRK-JETF-2629 | JETF-2629 | EXHAUST FAN | Electrical | ELECTRICAL | EXHAUST FAN |  | PARKING | SBJ-Z3B-B61-GF-PRK | [8 empty] | 2019-01-01 | 2019 | Q |  | Y | 15 | [8 empty] | False | Electrical | 152
152 | SBJ-Z3B-B62-GF-PRK-JETF-2630 | JETF-2630 | EXHAUST FAN | Electrical | ELECTRICAL | EXHAUST FAN |  | PARKING | SBJ-Z3B-B62-GF-PRK | [8 empty] | 2019-01-01 | 2019 | Q |  | Y | 15 | [8 empty] | False | Electrical | 153
153 | SBJ-Z3B-B62-GF-PRK-JETF-2631 | JETF-2631 | EXHAUST FAN | Electrical | ELECTRICAL | EXHAUST FAN |  | PARKING | SBJ-Z3B-B62-GF-PRK | [8 empty] | 2019-01-01 | 2019 | Q |  | Y | 15 | [8 empty] | False | Electrical | 154
154 | SBJ-Z1-B4-RF-HVEXF-0615 | HVEXF | EXTRACT FANS | Electrical | ELECTRICAL | EXTRACT FAN |  | ROOF TOP | SBJ-Z1-B4-RF |  |  | Z1 | [5 empty] | 2019-01-01 | 2019 | OC |  | Y | 15 | [8 empty] | False | Electrical | 155
155 | SBJ-Z1-B4-RF-HVEXF-0616 | HVEXF616 | EXTRACT FANS | Electrical | ELECTRICAL | EXTRACT FAN |  | ROOF TOP | SBJ-Z1-B4-RF |  |  | Z1 | [5 empty] | 2019-01-01 | 2019 | OC |  | Y | 15 | [8 empty] | False | Electrical | 156
156 | SBJ-Z2-ESC-GF-RCP-FACP | FACP | FIRE ALARM PANEL(MB-Z2-SCEGF-ELFA-0785) | Electrical | ELECTRICAL | FACP |  | RECEPTION | SBJ-Z2-ESC-GF-RCP |  |  | Z2 | [5 empty] | 2019-01-01 | 2019 | 2 |  | Y | 15 | [8 empty] | False | Electrical | 157
157 | SBJ-Z1-FM-GF-EL-FACP | FACP | FIRE ALARM PANEL(MB-ZA-FMBGBF-ELFA) | Electrical | ELECTRICAL | FIRE ALARM PANEL |  | ELECTRICAL ROOM | SBJ-Z1-FM-GF-EL |  |  | Z1 | [5 empty] | 2019-01-01 | 2019 | 2 |  | Y | 15 | [8 empty] | False | Electrical | 158
158 | SBJ-Z1-FM-GF-FPR-FPC | FPC | FIRE PUMP CONTROLER(MB-1-1GF-0149) | Electrical | ELECTRICAL | FIRE PUMP CONTROLER |  | FIRE PUMP ROOM | SBJ-Z1-FM-GF-FPR |  |  | Z1 | [5 empty] | 2019-01-01 | 2019 | 2 |  | Y | 15 | [8 empty] | False | Electrical | 159
159 | SBJ-Z1-FM-BAR | BAR | PARKING | Electrical | ELECTRICAL | GATE BARRIER |  | FM Building | SBJ-Z1-FM |  |  | Z1 | [5 empty] | 2019-01-01 | 2019 | 2 |  | Y | 15 | [8 empty] | False | Electrical | 160
160 | SBJ-Z1-FM-GF-FPR-IPC | IPC | IRRIGATION PUMP CONTROL PANEL(MB-1-1GF-0150) | Electrical | ELECTRICAL | IRRIGATION PUMP CONTROL PANEL |  | GROUND FLOOR | SBJ-Z1-FM-GF |  |  | Z1 | [5 empty] | 2019-01-01 | 2019 | Q |  | Y | 15 | [8 empty] | False | Electrical | 161
161 | SBJ-Z3B-V16-CMA-ELPCP-0198 | ELPCP198 | IRRIGATION PANEL-2 | Electrical | ELECTRICAL | IRRIGATION PUMP CONTROL PANEL |  | Villa No 16 | SBJ-Z3B-V16 | [8 empty] | 2019-01-01 | 2019 | 4M |  | Y | 15 | [8 empty] | False | Electrical | 162
162 | SBJ-Z5-ICP3 | ICP3 | IRRIGATION PANEL-3 | Electrical | ELECTRICAL | IRRIGATION PUMP CONTROL PANEL |  | Irrigation Panel 3 (Near Villa No 22) | SBJ-Z5-ICP3 |  |  | Z5 | [5 empty] | 2019-01-01 | 2019 | 4M |  | Y | 15 | [8 empty] | False | Electrical | 163
163 | SBJ-Z8-IP4-IP4 | IP4 | IRRIGATION PANEL-4 | Electrical | ELECTRICAL | IRRIGATION PUMP CONTROL PANEL |  | Irrigation Pump Room 4 | SBJ-Z8-IP4 |  |  | Z8 | [5 empty] | 2019-01-01 | 2019 | 4M |  | Y | 15 | [8 empty] | False | Electrical | 164
164 | SBJ-Z3A-B75-GF-PRK-JETF-2632 | JETF-2632 | JET FAN | Electrical | ELECTRICAL | JET FAN |  | PARKING | SBJ-Z3A-B75-GF-PRK | [8 empty] | 2019-01-01 | 2019 | Q |  | Y | 15 | [8 empty] | False | Electrical | 165
165 | SBJ-Z3A-B75-GF-PRK-JETF-2633 | JETF-2633 | JET FAN | Electrical | ELECTRICAL | JET FAN |  | PARKING | SBJ-Z3A-B75-GF-PRK | [8 empty] | 2019-01-01 | 2019 | Q |  | Y | 15 | [8 empty] | False | Electrical | 166
166 | SBJ-Z3A-B75-GF-PRK-JETF-2634 | JETF-2634 | JET FAN | Electrical | ELECTRICAL | JET FAN |  | PARKING | SBJ-Z3A-B75-GF-PRK | [8 empty] | 2019-01-01 | 2019 | Q |  | Y | 15 | [8 empty] | False | Electrical | 167
167 | SBJ-Z3A-B75-GF-PRK-JETF-2635 | JETF-2635 | JET FAN | Electrical | ELECTRICAL | JET FAN |  | PARKING | SBJ-Z3A-B75-GF-PRK | [8 empty] | 2019-01-01 | 2019 | Q |  | Y | 15 | [8 empty] | False | Electrical | 168
168 | SBJ-Z3A-B74-GF-PRK-JETF-2636 | JETF-2636 | JET FAN | Electrical | ELECTRICAL | JET FAN |  | PARKING | SBJ-Z3A-B74-GF-PRK | [8 empty] | 2019-01-01 | 2019 | Q |  | Y | 15 | [8 empty] | False | Electrical | 169
169 | SBJ-Z3A-B74-GF-PRK-JETF-2637 | JETF-2637 | JET FAN | Electrical | ELECTRICAL | JET FAN |  | PARKING | SBJ-Z3A-B74-GF-PRK | [8 empty] | 2019-01-01 | 2019 | Q |  | Y | 15 | [8 empty] | False | Electrical | 170
170 | SBJ-Z3A-B74-GF-PRK-JETF-2638 | JETF-2638 | JET FAN | Electrical | ELECTRICAL | JET FAN |  | PARKING | SBJ-Z3A-B74-GF-PRK | [8 empty] | 2019-01-01 | 2019 | Q |  | Y | 15 | [8 empty] | False | Electrical | 171
171 | SBJ-Z3A-B74-GF-PRK-JETF-2639 | JETF-2639 | JET FAN | Electrical | ELECTRICAL | JET FAN |  | PARKING | SBJ-Z3A-B74-GF-PRK | [8 empty] | 2019-01-01 | 2019 | Q |  | Y | 15 | [8 empty] | False | Electrical | 172
172 | SBJ-Z3A-B44-GF-PRK-JETF-2640 | JETF-2640 | JET FAN | Electrical | ELECTRICAL | JET FAN |  | PARKING | SBJ-Z3A-B44-GF-PRK | [8 empty] | 2019-01-01 | 2019 | Q |  | Y | 15 | [8 empty] | False | Electrical | 173
173 | SBJ-Z3A-B44-GF-PRK-JETF-2641 | JETF-2641 | JET FAN | Electrical | ELECTRICAL | JET FAN |  | PARKING | SBJ-Z3A-B44-GF-PRK | [8 empty] | 2019-01-01 | 2019 | Q |  | Y | 15 | [8 empty] | False | Electrical | 174
174 | SBJ-Z3A-B44-GF-PRK-JETF-2642 | JETF-2642 | JET FAN | Electrical | ELECTRICAL | JET FAN |  | PARKING | SBJ-Z3A-B44-GF-PRK | [8 empty] | 2019-01-01 | 2019 | Q |  | Y | 15 | [8 empty] | False | Electrical | 175
175 | SBJ-Z3A-B44-GF-PRK-JETF-2643 | JETF-2643 | JET FAN | Electrical | ELECTRICAL | JET FAN |  | PARKING | SBJ-Z3A-B44-GF-PRK | [8 empty] | 2019-01-01 | 2019 | Q |  | Y | 15 | [8 empty] | False | Electrical | 176
176 | SBJ-Z3A-B45-GF-PRK-JETF-2644 | JETF-2644 | JET FAN | Electrical | ELECTRICAL | JET FAN |  | PARKING | SBJ-Z3A-B45-GF-PRK | [8 empty] | 2019-01-01 | 2019 | Q |  | Y | 15 | [8 empty] | False | Electrical | 177
177 | SBJ-Z3A-B45-GF-PRK-JETF-2645 | JETF-2645 | JET FAN | Electrical | ELECTRICAL | JET FAN |  | PARKING | SBJ-Z3A-B45-GF-PRK | [8 empty] | 2019-01-01 | 2019 | Q |  | Y | 15 | [8 empty] | False | Electrical | 178
178 | SBJ-Z3A-B45-GF-PRK-JETF-2646 | JETF-2646 | JET FAN | Electrical | ELECTRICAL | JET FAN |  | PARKING | SBJ-Z3A-B45-GF-PRK | [8 empty] | 2019-01-01 | 2019 | Q |  | Y | 15 | [8 empty] | False | Electrical | 179
179 | SBJ-Z3A-B45-GF-PRK-JETF-2647 | JETF-2647 | JET FAN | Electrical | ELECTRICAL | JET FAN |  | PARKING | SBJ-Z3A-B45-GF-PRK | [8 empty] | 2019-01-01 | 2019 | Q |  | Y | 15 | [8 empty] | False | Electrical | 180
180 | SBJ-Z3A-B46-GF-PRK-JETF-2648 | JETF-2648 | JET FAN | Electrical | ELECTRICAL | JET FAN |  | PARKING | SBJ-Z3A-B46-GF-PRK | [8 empty] | 2019-01-01 | 2019 | Q |  | Y | 15 | [8 empty] | False | Electrical | 181
181 | SBJ-Z3A-B46-GF-PRK-JETF-2649 | JETF-2649 | JET FAN | Electrical | ELECTRICAL | JET FAN |  | PARKING | SBJ-Z3A-B46-GF-PRK | [8 empty] | 2019-01-01 | 2019 | Q |  | Y | 15 | [8 empty] | False | Electrical | 182
182 | SBJ-Z3A-B46-GF-PRK-JETF-2650 | JETF-2650 | JET FAN | Electrical | ELECTRICAL | JET FAN |  | PARKING | SBJ-Z3A-B46-GF-PRK | [8 empty] | 2019-01-01 | 2019 | Q |  | Y | 15 | [8 empty] | False | Electrical | 183
183 | SBJ-Z3A-B46-GF-PRK-JETF-2651 | JETF-2651 | JET FAN | Electrical | ELECTRICAL | JET FAN |  | PARKING | SBJ-Z3A-B46-GF-PRK | [8 empty] | 2019-01-01 | 2019 | Q |  | Y | 15 | [8 empty] | False | Electrical | 184
184 | SBJ-Z3A-B47-GF-PRK-JETF-2652 | JETF-2652 | JET FAN | Electrical | ELECTRICAL | JET FAN |  | PARKING | SBJ-Z3A-B47-GF-PRK | [8 empty] | 2019-01-01 | 2019 | Q |  | Y | 15 | [8 empty] | False | Electrical | 185
185 | SBJ-Z3A-B47-GF-PRK-JETF-2653 | JETF-2653 | JET FAN | Electrical | ELECTRICAL | JET FAN |  | PARKING | SBJ-Z3A-B47-GF-PRK | [8 empty] | 2019-01-01 | 2019 | Q |  | Y | 15 | [8 empty] | False | Electrical | 186
186 | SBJ-Z3A-B47-GF-PRK-JETF-2654 | JETF-2654 | JET FAN | Electrical | ELECTRICAL | JET FAN |  | PARKING | SBJ-Z3A-B47-GF-PRK | [8 empty] | 2019-01-01 | 2019 | Q |  | Y | 15 | [8 empty] | False | Electrical | 187
187 | SBJ-Z3A-B47-GF-PRK-JETF-2655 | JETF-2655 | JET FAN | Electrical | ELECTRICAL | JET FAN |  | PARKING | SBJ-Z3A-B47-GF-PRK | [8 empty] | 2019-01-01 | 2019 | Q |  | Y | 15 | [8 empty] | False | Electrical | 188
188 | SBJ-Z3A-B48-GF-PRK-JETF-2656 | JETF-2656 | JET FAN | Electrical | ELECTRICAL | JET FAN |  | PARKING | SBJ-Z3A-B48-GF-PRK | [8 empty] | 2019-01-01 | 2019 | Q |  | Y | 15 | [8 empty] | False | Electrical | 189
189 | SBJ-Z3A-B48-GF-PRK-JETF-2657 | JETF-2657 | JET FAN | Electrical | ELECTRICAL | JET FAN |  | PARKING | SBJ-Z3A-B48-GF-PRK | [8 empty] | 2019-01-01 | 2019 | Q |  | Y | 15 | [8 empty] | False | Electrical | 190
190 | SBJ-Z3A-B48-GF-PRK-JETF-2658 | JETF-2658 | JET FAN | Electrical | ELECTRICAL | JET FAN |  | PARKING | SBJ-Z3A-B48-GF-PRK | [8 empty] | 2019-01-01 | 2019 | Q |  | Y | 15 | [8 empty] | False | Electrical | 191
191 | SBJ-Z3A-B48-GF-PRK-JETF-2659 | JETF-2659 | JET FAN | Electrical | ELECTRICAL | JET FAN |  | PARKING | SBJ-Z3A-B48-GF-PRK | [8 empty] | 2019-01-01 | 2019 | Q |  | Y | 15 | [8 empty] | False | Electrical | 192
192 | SBJ-Z3A-B49-GF-PRK-JETF-2660 | JETF-2660 | JET FAN | Electrical | ELECTRICAL | JET FAN |  | PARKING | SBJ-Z3A-B49-GF-PRK | [8 empty] | 2019-01-01 | 2019 | Q |  | Y | 15 | [8 empty] | False | Electrical | 193
193 | SBJ-Z3A-B49-GF-PRK-JETF-2661 | JETF-2661 | JET FAN | Electrical | ELECTRICAL | JET FAN |  | PARKING | SBJ-Z3A-B49-GF-PRK | [8 empty] | 2019-01-01 | 2019 | Q |  | Y | 15 | [8 empty] | False | Electrical | 194
194 | SBJ-Z3A-B49-GF-PRK-JETF-2662 | JETF-2662 | JET FAN | Electrical | ELECTRICAL | JET FAN |  | PARKING | SBJ-Z3A-B49-GF-PRK | [8 empty] | 2019-01-01 | 2019 | Q |  | Y | 15 | [8 empty] | False | Electrical | 195
195 | SBJ-Z3A-B49-GF-PRK-JETF-2663 | JETF-2663 | JET FAN | Electrical | ELECTRICAL | JET FAN |  | PARKING | SBJ-Z3A-B49-GF-PRK | [8 empty] | 2019-01-01 | 2019 | Q |  | Y | 15 | [8 empty] | False | Electrical | 196
196 | SBJ-Z3A-B50-GF-PRK-JETF-2664 | JETF-2664 | JET FAN | Electrical | ELECTRICAL | JET FAN |  | PARKING | SBJ-Z3A-B50-GF-PRK | [8 empty] | 2019-01-01 | 2019 | Q |  | Y | 15 | [8 empty] | False | Electrical | 197
197 | SBJ-Z3A-B50-GF-PRK-JETF-2665 | JETF-2665 | JET FAN | Electrical | ELECTRICAL | JET FAN |  | PARKING | SBJ-Z3A-B50-GF-PRK | [8 empty] | 2019-01-01 | 2019 | Q |  | Y | 15 | [8 empty] | False | Electrical | 198
198 | SBJ-Z3A-B50-GF-PRK-JETF-2666 | JETF-2666 | JET FAN | Electrical | ELECTRICAL | JET FAN |  | PARKING | SBJ-Z3A-B50-GF-PRK | [8 empty] | 2019-01-01 | 2019 | Q |  | Y | 15 | [8 empty] | False | Electrical | 199
199 | SBJ-Z3A-B50-GF-PRK-JETF-2667 | JETF-2667 | JET FAN | Electrical | ELECTRICAL | JET FAN |  | PARKING | SBJ-Z3A-B50-GF-PRK | [8 empty] | 2019-01-01 | 2019 | Q |  | Y | 15 | [8 empty] | False | Electrical | 200
200 | SBJ-Z3A-B51-GF-PRK-JETF-2668 | JETF-2668 | JET FAN | Electrical | ELECTRICAL | JET FAN |  | PARKING | SBJ-Z3A-B51-GF-PRK | [8 empty] | 2019-01-01 | 2019 | Q |  | Y | 15 | [8 empty] | False | Electrical | 201
201 | SBJ-Z3A-B51-GF-PRK-JETF-2669 | JETF-2669 | JET FAN | Electrical | ELECTRICAL | JET FAN |  | PARKING | SBJ-Z3A-B51-GF-PRK | [8 empty] | 2019-01-01 | 2019 | Q |  | Y | 15 | [8 empty] | False | Electrical | 202
202 | SBJ-Z3A-B51-GF-PRK-JETF-2670 | JETF-2670 | JET FAN | Electrical | ELECTRICAL | JET FAN |  | PARKING | SBJ-Z3A-B51-GF-PRK | [8 empty] | 2019-01-01 | 2019 | Q |  | Y | 15 | [8 empty] | False | Electrical | 203
203 | SBJ-Z3A-B51-GF-PRK-JETF-2671 | JETF-2671 | JET FAN | Electrical | ELECTRICAL | JET FAN |  | PARKING | SBJ-Z3A-B51-GF-PRK | [8 empty] | 2019-01-01 | 2019 | Q |  | Y | 15 | [8 empty] | False | Electrical | 204
204 | SBJ-Z3B-B52-GF-PRK-JETF-2672 | JETF-2672 | JET FAN | Electrical | ELECTRICAL | JET FAN |  | PARKING | SBJ-Z3B-B52-GF-PRK | [8 empty] | 2019-01-01 | 2019 | Q |  | Y | 15 | [8 empty] | False | Electrical | 205
205 | SBJ-Z3B-B52-GF-PRK-JETF-2673 | JETF-2673 | JET FAN | Electrical | ELECTRICAL | JET FAN |  | PARKING | SBJ-Z3B-B52-GF-PRK | [8 empty] | 2019-01-01 | 2019 | Q |  | Y | 15 | [8 empty] | False | Electrical | 206
206 | SBJ-Z3B-B52-GF-PRK-JETF-2674 | JETF-2674 | JET FAN | Electrical | ELECTRICAL | JET FAN |  | PARKING | SBJ-Z3B-B52-GF-PRK | [8 empty] | 2019-01-01 | 2019 | Q |  | Y | 15 | [8 empty] | False | Electrical | 207
207 | SBJ-Z3B-B52-GF-PRK-JETF-2675 | JETF-2675 | JET FAN | Electrical | ELECTRICAL | JET FAN |  | PARKING | SBJ-Z3B-B52-GF-PRK | [8 empty] | 2019-01-01 | 2019 | Q |  | Y | 15 | [8 empty] | False | Electrical | 208
208 | SBJ-Z3B-B53-GF-PRK-JETF-2676 | JETF-2676 | JET FAN | Electrical | ELECTRICAL | JET FAN |  | PARKING | SBJ-Z3B-B53-GF-PRK | [8 empty] | 2019-01-01 | 2019 | Q |  | Y | 15 | [8 empty] | False | Electrical | 209
209 | SBJ-Z3B-B53-GF-PRK-JETF-2677 | JETF-2677 | JET FAN | Electrical | ELECTRICAL | JET FAN |  | PARKING | SBJ-Z3B-B53-GF-PRK | [8 empty] | 2019-01-01 | 2019 | Q |  | Y | 15 | [8 empty] | False | Electrical | 210
210 | SBJ-Z3B-B53-GF-PRK-JETF-2678 | JETF-2678 | JET FAN | Electrical | ELECTRICAL | JET FAN |  | PARKING | SBJ-Z3B-B53-GF-PRK | [8 empty] | 2019-01-01 | 2019 | Q |  | Y | 15 | [8 empty] | False | Electrical | 211
211 | SBJ-Z3B-B53-GF-PRK-JETF-2679 | JETF-2679 | JET FAN | Electrical | ELECTRICAL | JET FAN |  | PARKING | SBJ-Z3B-B53-GF-PRK | [8 empty] | 2019-01-01 | 2019 | Q |  | Y | 15 | [8 empty] | False | Electrical | 212
212 | SBJ-Z3B-B54-GF-PRK-JETF-2680 | JETF-2680 | JET FAN | Electrical | ELECTRICAL | JET FAN |  | PARKING | SBJ-Z3B-B54-GF-PRK | [8 empty] | 2019-01-01 | 2019 | Q |  | Y | 15 | [8 empty] | False | Electrical | 213
213 | SBJ-Z3B-B54-GF-PRK-JETF-2681 | JETF-2681 | JET FAN | Electrical | ELECTRICAL | JET FAN |  | PARKING | SBJ-Z3B-B54-GF-PRK | [8 empty] | 2019-01-01 | 2019 | Q |  | Y | 15 | [8 empty] | False | Electrical | 214
214 | SBJ-Z3B-B54-GF-PRK-JETF-2682 | JETF-2682 | JET FAN | Electrical | ELECTRICAL | JET FAN |  | PARKING | SBJ-Z3B-B54-GF-PRK | [8 empty] | 2019-01-01 | 2019 | Q |  | Y | 15 | [8 empty] | False | Electrical | 215
215 | SBJ-Z3B-B54-GF-PRK-JETF-2683 | JETF-2683 | JET FAN | Electrical | ELECTRICAL | JET FAN |  | PARKING | SBJ-Z3B-B54-GF-PRK | [8 empty] | 2019-01-01 | 2019 | Q |  | Y | 15 | [8 empty] | False | Electrical | 216
216 | SBJ-Z3B-B55-GF-PRK-JETF-2684 | JETF-2684 | JET FAN | Electrical | ELECTRICAL | JET FAN |  | PARKING | SBJ-Z3B-B55-GF-PRK | [8 empty] | 2019-01-01 | 2019 | Q |  | Y | 15 | [8 empty] | False | Electrical | 217
217 | SBJ-Z3B-B55-GF-PRK-JETF-2685 | JETF-2685 | JET FAN | Electrical | ELECTRICAL | JET FAN |  | PARKING | SBJ-Z3B-B55-GF-PRK | [8 empty] | 2019-01-01 | 2019 | Q |  | Y | 15 | [8 empty] | False | Electrical | 218
218 | SBJ-Z3B-B55-GF-PRK-JETF-2686 | JETF-2686 | JET FAN | Electrical | ELECTRICAL | JET FAN |  | PARKING | SBJ-Z3B-B55-GF-PRK | [8 empty] | 2019-01-01 | 2019 | Q |  | Y | 15 | [8 empty] | False | Electrical | 219
219 | SBJ-Z3B-B55-GF-PRK-JETF-2687 | JETF-2687 | JET FAN | Electrical | ELECTRICAL | JET FAN |  | PARKING | SBJ-Z3B-B55-GF-PRK | [8 empty] | 2019-01-01 | 2019 | Q |  | Y | 15 | [8 empty] | False | Electrical | 220
220 | SBJ-Z3B-B55-EFF | EFF | ELECTRICAL FITTINGS AND FIXTURES | Electrical | ELECTRICAL | JET FAN |  | Building D 55 | SBJ-Z3B-B55 | [8 empty] | 2019-01-01 | 2019 | Q |  | Y | 15 | [8 empty] | False | Electrical | 221
221 | SBJ-Z3B-B56-GF-PRK-JETF-2688 | JETF-2688 | JET FAN | Electrical | ELECTRICAL | JET FAN |  | PARKING | SBJ-Z3B-B56-GF-PRK | [8 empty] | 2019-01-01 | 2019 | Q |  | Y | 15 | [8 empty] | False | Electrical | 222
222 | SBJ-Z3B-B56-GF-PRK-JETF-2689 | JETF-2689 | JET FAN | Electrical | ELECTRICAL | JET FAN |  | PARKING | SBJ-Z3B-B56-GF-PRK | [8 empty] | 2019-01-01 | 2019 | Q |  | Y | 15 | [8 empty] | False | Electrical | 223
223 | SBJ-Z3B-B56-GF-PRK-JETF-2690 | JETF-2690 | JET FAN | Electrical | ELECTRICAL | JET FAN |  | PARKING | SBJ-Z3B-B56-GF-PRK | [8 empty] | 2019-01-01 | 2019 | Q |  | Y | 15 | [8 empty] | False | Electrical | 224
224 | SBJ-Z3B-B56-GF-PRK-JETF-2691 | JETF-2691 | JET FAN | Electrical | ELECTRICAL | JET FAN |  | PARKING | SBJ-Z3B-B56-GF-PRK | [8 empty] | 2019-01-01 | 2019 | Q |  | Y | 15 | [8 empty] | False | Electrical | 225
225 | SBJ-Z3B-B57-GF-PRK-JETF-2692 | JETF-2692 | JET FAN | Electrical | ELECTRICAL | JET FAN |  | PARKING | SBJ-Z3B-B57-GF-PRK | [8 empty] | 2019-01-01 | 2019 | Q |  | Y | 15 | [8 empty] | False | Electrical | 226
226 | SBJ-Z3B-B57-GF-PRK-JETF-2693 | JETF-2693 | JET FAN | Electrical | ELECTRICAL | JET FAN |  | PARKING | SBJ-Z3B-B57-GF-PRK | [8 empty] | 2019-01-01 | 2019 | Q |  | Y | 15 | [8 empty] | False | Electrical | 227
227 | SBJ-Z3B-B57-GF-PRK-JETF-2694 | JETF-2694 | JET FAN | Electrical | ELECTRICAL | JET FAN |  | PARKING | SBJ-Z3B-B57-GF-PRK | [8 empty] | 2019-01-01 | 2019 | Q |  | Y | 15 | [8 empty] | False | Electrical | 228
228 | SBJ-Z3B-B57-GF-PRK-JETF-2695 | JETF-2695 | JET FAN | Electrical | ELECTRICAL | JET FAN |  | PARKING | SBJ-Z3B-B57-GF-PRK | [8 empty] | 2019-01-01 | 2019 | Q |  | Y | 15 | [8 empty] | False | Electrical | 229
229 | SBJ-Z3B-B58-GF-PRK-JETF-2696 | JETF-2696 | JET FAN | Electrical | ELECTRICAL | JET FAN |  | PARKING | SBJ-Z3B-B58-GF-PRK | [8 empty] | 2019-01-01 | 2019 | Q |  | Y | 15 | [8 empty] | False | Electrical | 230
230 | SBJ-Z3B-B58-GF-PRK-JETF-2697 | JETF-2697 | JET FAN | Electrical | ELECTRICAL | JET FAN |  | PARKING | SBJ-Z3B-B58-GF-PRK | [8 empty] | 2019-01-01 | 2019 | Q |  | Y | 15 | [8 empty] | False | Electrical | 231
231 | SBJ-Z3B-B58-GF-PRK-JETF-2698 | JETF-2698 | JET FAN | Electrical | ELECTRICAL | JET FAN |  | PARKING | SBJ-Z3B-B58-GF-PRK | [8 empty] | 2019-01-01 | 2019 | Q |  | Y | 15 | [8 empty] | False | Electrical | 232
232 | SBJ-Z3B-B58-GF-PRK-JETF-2699 | JETF-2699 | JET FAN | Electrical | ELECTRICAL | JET FAN |  | PARKING | SBJ-Z3B-B58-GF-PRK | [8 empty] | 2019-01-01 | 2019 | Q |  | Y | 15 | [8 empty] | False | Electrical | 233
233 | SBJ-Z3B-B59-GF-PRK-JETF-2700 | JETF-2700 | JET FAN | Electrical | ELECTRICAL | JET FAN |  | PARKING | SBJ-Z3B-B59-GF-PRK | [8 empty] | 2019-01-01 | 2019 | Q |  | Y | 15 | [8 empty] | False | Electrical | 234
234 | SBJ-Z3B-B59-GF-PRK-JETF-2701 | JETF-2701 | JET FAN | Electrical | ELECTRICAL | JET FAN |  | PARKING | SBJ-Z3B-B59-GF-PRK | [8 empty] | 2019-01-01 | 2019 | Q |  | Y | 15 | [8 empty] | False | Electrical | 235
235 | SBJ-Z3B-B59-GF-PRK-JETF-2702 | JETF-2702 | JET FAN | Electrical | ELECTRICAL | JET FAN |  | PARKING | SBJ-Z3B-B59-GF-PRK | [8 empty] | 2019-01-01 | 2019 | Q |  | Y | 15 | [8 empty] | False | Electrical | 236
236 | SBJ-Z3B-B59-GF-PRK-JETF-2703 | JETF-2703 | JET FAN | Electrical | ELECTRICAL | JET FAN |  | PARKING | SBJ-Z3B-B59-GF-PRK | [8 empty] | 2019-01-01 | 2019 | Q |  | Y | 15 | [8 empty] | False | Electrical | 237
237 | SBJ-Z3B-B60-GF-PRK-JETF-2704 | JETF-2704 | JET FAN | Electrical | ELECTRICAL | JET FAN |  | PARKING | SBJ-Z3B-B60-GF-PRK | [8 empty] | 2019-01-01 | 2019 | Q |  | Y | 15 | [8 empty] | False | Electrical | 238
238 | SBJ-Z3B-B60-GF-PRK-JETF-2705 | JETF-2705 | JET FAN | Electrical | ELECTRICAL | JET FAN |  | PARKING | SBJ-Z3B-B60-GF-PRK | [8 empty] | 2019-01-01 | 2019 | Q |  | Y | 15 | [8 empty] | False | Electrical | 239
239 | SBJ-Z3B-B60-GF-PRK-JETF-2706 | JETF-2706 | JET FAN | Electrical | ELECTRICAL | JET FAN |  | PARKING | SBJ-Z3B-B60-GF-PRK | [8 empty] | 2019-01-01 | 2019 | Q |  | Y | 15 | [8 empty] | False | Electrical | 240
240 | SBJ-Z3B-B60-GF-PRK-JETF-2707 | JETF-2707 | JET FAN | Electrical | ELECTRICAL | JET FAN |  | PARKING | SBJ-Z3B-B60-GF-PRK | [8 empty] | 2019-01-01 | 2019 | Q |  | Y | 15 | [8 empty] | False | Electrical | 241
241 | SBJ-Z3B-B61-GF-PRK-JETF-2708 | JETF-2708 | JET FAN | Electrical | ELECTRICAL | JET FAN |  | PARKING | SBJ-Z3B-B61-GF-PRK | [8 empty] | 2019-01-01 | 2019 | Q |  | Y | 15 | [8 empty] | False | Electrical | 242
242 | SBJ-Z3B-B61-GF-PRK-JETF-2709 | JETF-2709 | JET FAN | Electrical | ELECTRICAL | JET FAN |  | PARKING | SBJ-Z3B-B61-GF-PRK | [8 empty] | 2019-01-01 | 2019 | Q |  | Y | 15 | [8 empty] | False | Electrical | 243
243 | SBJ-Z3B-B61-GF-PRK-JETF-2710 | JETF-2710 | JET FAN | Electrical | ELECTRICAL | JET FAN |  | PARKING | SBJ-Z3B-B61-GF-PRK | [8 empty] | 2019-01-01 | 2019 | Q |  | Y | 15 | [8 empty] | False | Electrical | 244
244 | SBJ-Z3B-B61-GF-PRK-JETF-2711 | JETF-2711 | JET FAN | Electrical | ELECTRICAL | JET FAN |  | PARKING | SBJ-Z3B-B61-GF-PRK | [8 empty] | 2019-01-01 | 2019 | Q |  | Y | 15 | [8 empty] | False | Electrical | 245
245 | SBJ-Z3B-B62-GF-PRK-JETF-2712 | JETF-2712 | JET FAN | Electrical | ELECTRICAL | JET FAN |  | PARKING | SBJ-Z3B-B62-GF-PRK | [8 empty] | 2019-01-01 | 2019 | Q |  | Y | 15 | [8 empty] | False | Electrical | 246
246 | SBJ-Z3B-B62-GF-PRK-JETF-2713 | JETF-2713 | JET FAN | Electrical | ELECTRICAL | JET FAN |  | PARKING | SBJ-Z3B-B62-GF-PRK | [8 empty] | 2019-01-01 | 2019 | Q |  | Y | 15 | [8 empty] | False | Electrical | 247
247 | SBJ-Z3B-B62-GF-PRK-JETF-2714 | JETF-2714 | JET FAN | Electrical | ELECTRICAL | JET FAN |  | PARKING | SBJ-Z3B-B62-GF-PRK | [8 empty] | 2019-01-01 | 2019 | Q |  | Y | 15 | [8 empty] | False | Electrical | 248
248 | SBJ-Z3B-B62-GF-PRK-JETF-2715 | JETF-2715 | JET FAN | Electrical | ELECTRICAL | JET FAN |  | PARKING | SBJ-Z3B-B62-GF-PRK | [8 empty] | 2019-01-01 | 2019 | Q |  | Y | 15 | [8 empty] | False | Electrical | 249
249 | SBJ-Z3A-B75-GF-ELR-JETCP-2485 | JETCP-2485 | JET FAN CONTROL | Electrical | ELECTRICAL | JET FAN CONTROL |  | ELECTRICAL ROOM | SBJ-Z3A-B75-GF-ELR | [8 empty] | 2019-01-01 | 2019 | Q |  | Y | 15 | [8 empty] | False | Electrical | 250
250 | SBJ-Z3A-B74-GF-ELR-JETCP-2486 | JETCP-2486 | JET FAN CONTROL | Electrical | ELECTRICAL | JET FAN CONTROL |  | ELECTRICAL ROOM | SBJ-Z3A-B74-GF-ELR | [8 empty] | 2019-01-01 | 2019 | Q |  | Y | 15 | [8 empty] | False | Electrical | 251
251 | SBJ-Z3A-B44-GF-ELR-JETCP-2487 | JETCP-2487 | JET FAN CONTROL | Electrical | ELECTRICAL | JET FAN CONTROL |  | ELECTRICAL ROOM | SBJ-Z3A-B44-GF-ELR | [8 empty] | 2019-01-01 | 2019 | Q |  | Y | 15 | [8 empty] | False | Electrical | 252
252 | SBJ-Z3A-B45-GF-ELR-JETCP-2488 | JETCP-2488 | JET FAN CONTROL | Electrical | ELECTRICAL | JET FAN CONTROL |  | ELECTRICAL ROOM | SBJ-Z3A-B45-GF-ELR | [8 empty] | 2019-01-01 | 2019 | Q |  | Y | 15 | [8 empty] | False | Electrical | 253
253 | SBJ-Z3A-B46-GF-ELR-JETCP-2488 | JETCP-2488 | JET FAN CONTROL | Electrical | ELECTRICAL | JET FAN CONTROL |  | ELECTRICAL ROOM | SBJ-Z3A-B46-GF-ELR | [8 empty] | 2019-01-01 | 2019 | Q |  | Y | 15 | [8 empty] | False | Electrical | 254
254 | SBJ-Z3A-B47-GF-ELR-JETCP-2490 | JETCP-2490 | JET FAN CONTROL | Electrical | ELECTRICAL | JET FAN CONTROL |  | ELECTRICAL ROOM | SBJ-Z3A-B47-GF-ELR | [8 empty] | 2019-01-01 | 2019 | Q |  | Y | 15 | [8 empty] | False | Electrical | 255
255 | SBJ-Z3A-B48-GF-ELR-JETCP-2491 | JETCP-2491 | JET FAN CONTROL | Electrical | ELECTRICAL | JET FAN CONTROL |  | ELECTRICAL ROOM | SBJ-Z3A-B48-GF-ELR | [8 empty] | 2019-01-01 | 2019 | Q |  | Y | 15 | [8 empty] | False | Electrical | 256
256 | SBJ-Z3A-B49-GF-ELR-JETCP-2492 | JETCP-2492 | JET FAN CONTROL | Electrical | ELECTRICAL | JET FAN CONTROL |  | ELECTRICAL ROOM | SBJ-Z3A-B49-GF-ELR | [8 empty] | 2019-01-01 | 2019 | Q |  | Y | 15 | [8 empty] | False | Electrical | 257
257 | SBJ-Z3A-B50-GF-ELR-JETCP-2493 | JETCP-2493 | JET FAN CONTROL | Electrical | ELECTRICAL | JET FAN CONTROL |  | ELECTRICAL ROOM | SBJ-Z3A-B50-GF-ELR | [8 empty] | 2019-01-01 | 2019 | Q |  | Y | 15 | [8 empty] | False | Electrical | 258
258 | SBJ-Z3A-B51-GF-ELR-JETCP-2494 | JETCP-2494 | JET FAN CONTROL | Electrical | ELECTRICAL | JET FAN CONTROL |  | ELECTRICAL ROOM | SBJ-Z3A-B51-GF-ELR | [8 empty] | 2019-01-01 | 2019 | Q |  | Y | 15 | [8 empty] | False | Electrical | 259
259 | SBJ-Z3B-B52-GF-ELR-JETCP-2495 | JETCP-2495 | JET FAN CONTROL | Electrical | ELECTRICAL | JET FAN CONTROL |  | ELECTRICAL ROOM | SBJ-Z3B-B52-GF-ELR | [8 empty] | 2019-01-01 | 2019 | Q |  | Y | 15 | [8 empty] | False | Electrical | 260
260 | SBJ-Z3B-B53-GF-ELR-JETCP-2496 | JETCP-2496 | JET FAN CONTROL | Electrical | ELECTRICAL | JET FAN CONTROL |  | ELECTRICAL | SBJ-Z3B-B53-GF-ELR | [8 empty] | 2019-01-01 | 2019 | Q |  | Y | 15 | [8 empty] | False | Electrical | 261
261 | SBJ-Z3B-B54-GF-ELR-JETCP-2497 | JETCP-2497 | JET FAN CONTROL | Electrical | ELECTRICAL | JET FAN CONTROL |  | ELECTRICAL ROOM | SBJ-Z3B-B54-GF-ELR | [8 empty] | 2019-01-01 | 2019 | Q |  | Y | 15 | [8 empty] | False | Electrical | 262
262 | SBJ-Z3B-B55-GF-ELR-JETCP-2498 | JETCP-2498 | JET FAN CONTROL | Electrical | ELECTRICAL | JET FAN CONTROL |  | ELECTRICAL ROOM | SBJ-Z3B-B55-GF-ELR | [8 empty] | 2019-01-01 | 2019 | Q |  | Y | 15 | [8 empty] | False | Electrical | 263
263 | SBJ-Z3B-B56-GF-ELR-JETCP-2499 | JETCP-2499 | JET FAN CONTROL | Electrical | ELECTRICAL | JET FAN CONTROL |  | ELECTRICAL ROOM | SBJ-Z3B-B56-GF-ELR | [8 empty] | 2019-01-01 | 2019 | Q |  | Y | 15 | [8 empty] | False | Electrical | 264
264 | SBJ-Z3B-B57-GF-ELR-JETCP-2500 | JETCP-2500 | JET FAN CONTROL | Electrical | ELECTRICAL | JET FAN CONTROL |  | ELECTRICAL ROOM | SBJ-Z3B-B57-GF-ELR | [8 empty] | 2019-01-01 | 2019 | Q |  | Y | 15 | [8 empty] | False | Electrical | 265
265 | SBJ-Z3B-B58-GF-ELR-JETCP-2501 | JETCP-2501 | JET FAN CONTROL | Electrical | ELECTRICAL | JET FAN CONTROL |  | ELECTRICAL ROOM | SBJ-Z3B-B58-GF-ELR | [8 empty] | 2019-01-01 | 2019 | Q |  | Y | 15 | [8 empty] | False | Electrical | 266
266 | SBJ-Z3B-B59-GF-ELR-JETCP-2502 | JETCP-2502 | JET FAN CONTROL | Electrical | ELECTRICAL | JET FAN CONTROL |  | ELECTRICAL ROOM | SBJ-Z3B-B59-GF-ELR | [8 empty] | 2019-01-01 | 2019 | Q |  | Y | 15 | [8 empty] | False | Electrical | 267
267 | SBJ-Z3B-B60-GF-ELR-JETCP-2503 | JETCP-2503 | JET FAN CONTROL | Electrical | ELECTRICAL | JET FAN CONTROL |  | ELECTRICAL ROOM | SBJ-Z3B-B60-GF-ELR | [8 empty] | 2019-01-01 | 2019 | Q |  | Y | 15 | [8 empty] | False | Electrical | 268
268 | SBJ-Z3B-B61-GF-ELR-JETCP-2504 | JETCP-2504 | JET FAN CONTROL | Electrical | ELECTRICAL | JET FAN CONTROL |  | ELECTRICAL ROOM | SBJ-Z3B-B61-GF-ELR | [8 empty] | 2019-01-01 | 2019 | Q |  | Y | 15 | [8 empty] | False | Electrical | 269
269 | SBJ-Z3B-B62-GF-ELR-JETCP-2505 | JETCP-2505 | JET FAN CONTROL | Electrical | ELECTRICAL | JET FAN CONTROL |  | ELECTRICAL ROOM | SBJ-Z3B-B62-GF-ELR | [8 empty] | 2019-01-01 | 2019 | Q |  | Y | 15 | [8 empty] | False | Electrical | 270
270 | SBJ-Z2-VS-ELR1-ELCP | ELCP | LIGHT CONTROL PANEL | Electrical | ELECTRICAL | LIGHT CONTROL PANEL |  | ELECTRICAL ROOM 1 | SBJ-Z2-VS-ELR1 |  |  | Z2 | [5 empty] | 2019-01-01 | 2019 | Q |  | Y | 15 | [8 empty] | False | Electrical | 271
271 | SBJ-Z2-VS-ELR2-ELCP | ELCP | LIGHT CONTROL PANEL (LCP-EX2-GF) | Electrical | ELECTRICAL | LIGHT CONTROL PANEL |  | ELECTRICAL ROOM 2 | SBJ-Z2-VS-ELR2 |  |  | Z2 | [5 empty] | 2019-01-01 | 2019 | Q |  | Y | 15 | [8 empty] | False | Electrical | 272
272 | SBJ-Z3A-B75-GF-ELR-ELLCP-2506 | ELLCP-2506 | LIGHT CONTROL PANEL | Electrical | ELECTRICAL | LIGHT CONTROL PANEL |  | ELECTRICAL ROOM | SBJ-Z3A-B75-GF-ELR | [8 empty] | 2019-01-01 | 2019 | Q |  | Y | 15 | [8 empty] | False | Electrical | 273
273 | SBJ-Z3A-B74-GF-ELR-ELLCP-2507 | ELLCP-2507 | LIGHT CONTROL PANEL | Electrical | ELECTRICAL | LIGHT CONTROL PANEL |  | ELECTRICAL ROOM | SBJ-Z3A-B74-GF-ELR | [8 empty] | 2019-01-01 | 2019 | Q |  | Y | 15 | [8 empty] | False | Electrical | 274
274 | SBJ-Z3A-B44-GF-ELR-ELLCP-2508 | ELLCP-2508 | LIGHT CONTROL PANEL | Electrical | ELECTRICAL | LIGHT CONTROL PANEL |  | ELECTRICAL ROOM | SBJ-Z3A-B44-GF-ELR | [8 empty] | 2019-01-01 | 2019 | Q |  | Y | 15 | [8 empty] | False | Electrical | 275
275 | SBJ-Z3A-B45-GF-ELR-ELLCP-2509 | ELLCP-2509 | LIGHT CONTROL PANEL | Electrical | ELECTRICAL | LIGHT CONTROL PANEL |  | ELECTRICAL ROOM | SBJ-Z3A-B45-GF-ELR | [8 empty] | 2019-01-01 | 2019 | Q |  | Y | 15 | [8 empty] | False | Electrical | 276
276 | SBJ-Z3A-B46-GF-ELR-ELLCP-2509 | ELLCP-2509 | LIGHT CONTROL PANEL | Electrical | ELECTRICAL | LIGHT CONTROL PANEL |  | ELECTRICAL ROOM | SBJ-Z3A-B46-GF-ELR | [8 empty] | 2019-01-01 | 2019 | Q |  | Y | 15 | [8 empty] | False | Electrical | 277
277 | SBJ-Z3A-B47-GF-ELR-ELLCP-2511 | ELLCP-2511 | LIGHT CONTROL PANEL | Electrical | ELECTRICAL | LIGHT CONTROL PANEL |  | ELECTRICAL ROOM | SBJ-Z3A-B47-GF-ELR | [8 empty] | 2019-01-01 | 2019 | Q |  | Y | 15 | [8 empty] | False | Electrical | 278
278 | SBJ-Z3A-B48-GF-ELR-ELLCP-2512 | ELLCP-2512 | LIGHT CONTROL PANEL | Electrical | ELECTRICAL | LIGHT CONTROL PANEL |  | ELECTRICAL ROOM | SBJ-Z3A-B48-GF-ELR | [8 empty] | 2019-01-01 | 2019 | Q |  | Y | 15 | [8 empty] | False | Electrical | 279
279 | SBJ-Z3A-B49-GF-ELR-ELLCP-2513 | ELLCP-2513 | LIGHT CONTROL PANEL | Electrical | ELECTRICAL | LIGHT CONTROL PANEL |  | ELECTRICAL ROOM | SBJ-Z3A-B49-GF-ELR | [8 empty] | 2019-01-01 | 2019 | Q |  | Y | 15 | [8 empty] | False | Electrical | 280
280 | SBJ-Z3A-B50-GF-ELR-ELLCP-2514 | ELLCP-2514 | LIGHT CONTROL PANEL | Electrical | ELECTRICAL | LIGHT CONTROL PANEL |  | ELECTRICAL ROOM | SBJ-Z3A-B50-GF-ELR | [8 empty] | 2019-01-01 | 2019 | Q |  | Y | 15 | [8 empty] | False | Electrical | 281
281 | SBJ-Z3A-B51-GF-ELR-ELLCP-2515 | ELLCP-2515 | LIGHT CONTROL PANEL | Electrical | ELECTRICAL | LIGHT CONTROL PANEL |  | ELECTRICAL ROOM | SBJ-Z3A-B51-GF-ELR | [8 empty] | 2019-01-01 | 2019 | Q |  | Y | 15 | [8 empty] | False | Electrical | 282
282 | SBJ-Z3B-B52-GF-ELR-ELLCP-2516 | ELLCP-2516 | LIGHT CONTROL PANEL | Electrical | ELECTRICAL | LIGHT CONTROL PANEL |  | ELECTRICAL ROOM | SBJ-Z3B-B52-GF-ELR | [8 empty] | 2019-01-01 | 2019 | Q |  | Y | 15 | [8 empty] | False | Electrical | 283
283 | SBJ-Z3B-B53-GF-ELR-ELLCP-2517 | ELLCP-2517 | LIGHT CONTROL PANEL | Electrical | ELECTRICAL | LIGHT CONTROL PANEL |  | ELECTRICAL | SBJ-Z3B-B53-GF-ELR | [8 empty] | 2019-01-01 | 2019 | Q |  | Y | 15 | [8 empty] | False | Electrical | 284
284 | SBJ-Z3B-B54-GF-ELR-ELLCP-2518 | ELLCP-2518 | LIGHT CONTROL PANEL | Electrical | ELECTRICAL | LIGHT CONTROL PANEL |  | ELECTRICAL ROOM | SBJ-Z3B-B54-GF-ELR | [8 empty] | 2019-01-01 | 2019 | Q |  | Y | 15 | [8 empty] | False | Electrical | 285
285 | SBJ-Z3B-B55-GF-ELR-ELLCP-2519 | ELLCP-2519 | LIGHT CONTROL PANEL | Electrical | ELECTRICAL | LIGHT CONTROL PANEL |  | ELECTRICAL ROOM | SBJ-Z3B-B55-GF-ELR | [8 empty] | 2019-01-01 | 2019 | Q |  | Y | 15 | [8 empty] | False | Electrical | 286
286 | SBJ-Z3B-B56-GF-ELR-ELLCP-2520 | ELLCP-2520 | LIGHT CONTROL PANEL | Electrical | ELECTRICAL | LIGHT CONTROL PANEL |  | ELECTRICAL ROOM | SBJ-Z3B-B56-GF-ELR | [8 empty] | 2019-01-01 | 2019 | Q |  | Y | 15 | [8 empty] | False | Electrical | 287
287 | SBJ-Z3B-B57-GF-ELR-ELLCP-2521 | ELLCP-2521 | LIGHT CONTROL PANEL | Electrical | ELECTRICAL | LIGHT CONTROL PANEL |  | ELECTRICAL ROOM | SBJ-Z3B-B57-GF-ELR | [8 empty] | 2019-01-01 | 2019 | Q |  | Y | 15 | [8 empty] | False | Electrical | 288
288 | SBJ-Z3B-B58-GF-ELR-ELLCP-2522 | ELLCP-2522 | LIGHT CONTROL PANEL | Electrical | ELECTRICAL | LIGHT CONTROL PANEL |  | ELECTRICAL ROOM | SBJ-Z3B-B58-GF-ELR | [8 empty] | 2019-01-01 | 2019 | Q |  | Y | 15 | [8 empty] | False | Electrical | 289
289 | SBJ-Z3B-B59-GF-ELR-ELLCP-2523 | ELLCP-2523 | LIGHT CONTROL PANEL | Electrical | ELECTRICAL | LIGHT CONTROL PANEL |  | ELECTRICAL ROOM | SBJ-Z3B-B59-GF-ELR | [8 empty] | 2019-01-01 | 2019 | Q |  | Y | 15 | [8 empty] | False | Electrical | 290
290 | SBJ-Z3B-B60-GF-ELR-ELLCP-2524 | ELLCP-2524 | LIGHT CONTROL PANEL | Electrical | ELECTRICAL | LIGHT CONTROL PANEL |  | ELECTRICAL ROOM | SBJ-Z3B-B60-GF-ELR | [8 empty] | 2019-01-01 | 2019 | Q |  | Y | 15 | [8 empty] | False | Electrical | 291
291 | SBJ-Z3B-B61-GF-ELR-ELLCP-2525 | ELLCP-2525 | LIGHT CONTROL PANEL | Electrical | ELECTRICAL | LIGHT CONTROL PANEL |  | ELECTRICAL ROOM | SBJ-Z3B-B61-GF-ELR | [8 empty] | 2019-01-01 | 2019 | Q |  | Y | 15 | [8 empty] | False | Electrical | 292
292 | SBJ-Z3B-B62-GF-ELR-ELLCP-2526 | ELLCP-2526 | LIGHT CONTROL PANEL | Electrical | ELECTRICAL | LIGHT CONTROL PANEL |  | ELECTRICAL ROOM | SBJ-Z3B-B62-GF-ELR | [8 empty] | 2019-01-01 | 2019 | Q |  | Y | 15 | [8 empty] | False | Electrical | 293
293 | SBJ-Z8-V16-GF-STR-ELDB-0903 | ELDB-903 | LIGHT CONTROL PANEL | Electrical | ELECTRICAL | LIGHT CONTROL PANEL |  | GROUND FLOOR | SBJ-Z8-V16-GF |  |  | Z8 |  |  |  | 1000 kVA 11/0.4kV |  | 2019-01-01 | 2019 | 4 |  | Y | 15 | [8 empty] | False | Electrical | 294
294 | SBJ-Z2-LP1 | FPILLAR-04, | FEEDER PILLAR-04 | Electrical | ELECTRICAL | LIGHT CONTROL PANEL |  | ZONE 2 | SBJ-Z2 |  |  | Z2 |  |  |  | LV Feeder Pillar |  | 2019-01-01 | 2019 | Q |  | Y | 15 | [8 empty] | False | Electrical | 295
295 | SBJ-Z3-LP1 | FPILLAR-02, | FEEDER PILLAR-02 | Electrical | ELECTRICAL | LIGHT CONTROL PANEL |  | ZONE 3 | SBJ-Z3 |  |  | Z3 |  |  |  | LV Feeder Pillar |  | 2019-01-01 | 2019 | Q |  | Y | 15 | [8 empty] | False | Electrical | 296
296 | SBJ-Z8-LP1 | FPILLAR-01, | FEEDER PILLAR-01 | Electrical | ELECTRICAL | LIGHT CONTROL PANEL |  | ZONE 8 | SBJ-Z8 |  |  | Z8 |  |  |  | LV Feeder Pillar |  | 2019-01-01 | 2019 | Q |  | Y | 15 | [8 empty] | False | Electrical | 297
297 | SBJ-Z1-R01-ELLCP-0201 | ELLCP-201 | LANDSCAPING LIGHTING-01 | Electrical | ELECTRICAL | LIGHT CONTROL PANEL |  | Road 1 | SBJ-Z1-RO1 |  |  | Z1 | [5 empty] | 2019-01-01 | 2019 | Q |  | Y | 15 | [8 empty] | False | Electrical | 298
298 | SBJ-Z1-R01-ELLCP-0202 | ELLCP-202 | LANDSCAPING LIGHTING-02 | Electrical | ELECTRICAL | LIGHT CONTROL PANEL |  | Road 1 | SBJ-Z1-RO1 |  |  | Z1 | [5 empty] | 2019-01-01 | 2019 | Q |  | Y | 15 | [8 empty] | False | Electrical | 299
299 | SBJ-Z3-R02-LP3 | LP3 | LANDSCAPING LIGHTING-03 | Electrical | ELECTRICAL | LIGHT CONTROL PANEL |  | RAOD 2 | SBJ-Z3-R02 |  |  | Z3 | [5 empty] | 2019-01-01 | 2019 | Q |  | Y | 15 | [8 empty] | False | Electrical | 300
300 | SBJ-Z3-R10-LP4 | LP4 | LANDSCAPING LIGHTING-04 | Electrical | ELECTRICAL | LIGHT CONTROL PANEL |  | ROAD 10 | SBJ-Z3-R10 |  |  | Z3 | [5 empty] | 2019-01-01 | 2019 | Q |  | Y | 15 | [8 empty] | False | Electrical | 301
301 | SBJ-Z8-LP5 | LP5 | LANDSCAPING LIGHTING-05 | Electrical | ELECTRICAL | LIGHT CONTROL PANEL |  | ZONE 8 | SBJ-Z8 |  |  | Z8 | [5 empty] | 2019-01-01 | 2019 | Q |  | Y | 15 | [8 empty] | False | Electrical | 302
302 | SBJ-Z8-LP6 | LP6 | LANDSCAPING LIGHTING-06 | Electrical | ELECTRICAL | LIGHT CONTROL PANEL |  | ZONE 8 | SBJ-Z8 |  |  | Z8 | [5 empty] | 2019-01-01 | 2019 | Q |  | Y | 15 | [8 empty] | False | Electrical | 303
303 | SBJ-Z3-PS4-PLOCU-0212 | PLOCU-212 | ODOUR CONTROL UNITS(MB-3-43GL-0212) | Electrical | ELECTRICAL | ODOUR CONTROL PANEL |  | PUMPING STATION 4 | SBJ-Z3-PS4 |  |  | Z3 | [5 empty] | 2019-01-01 | 2019 | Q |  | Y | 15 | [8 empty] | False | Electrical | 304
304 | SBJ-Z8-BWP-PLC-0176 | PLC-176 | PLC PANEL(MB-8-45GL-0176) | Electrical | ELECTRICAL | PLC PANEL |  | Beach Well Pump Room | SBJ-Z8-BWP |  |  | Z8 | [5 empty] | 2019-01-01 | 2019 | 2 |  | Y | 25 | [8 empty] | False | Electrical | 305
305 | SBJ-Z1-IP1-PLC | PLC | PLC CONTROL PANEL | Electrical | ELECTRICAL | PLC PANEL |  | Irrigation Pump 1 | SBJ-Z1-IP1 |  |  | Z1 | [5 empty] | 2019-01-01 | 2019 | Q |  | Y | 25 | [8 empty] | False | Electrical | 306
306 | SBJ-Z1-FM-GF-EL-ELDB1 | ELDB1 | POWER DB | Electrical | ELECTRICAL | POWER DB |  | ELECTRICAL ROOM | SBJ-Z1-FM-GF-EL |  |  | Z1 | [5 empty] | 2019-01-01 | 2019 | Q |  | Y | 25 | [8 empty] | False | Electrical | 307
307 | SBJ-Z1-FM-GF-EL-ELDB2 | ELDB2 | POWER DB | Electrical | ELECTRICAL | POWER DB |  | ELECTRICAL ROOM | SBJ-Z1-FM-GF-EL |  |  | Z1 | [5 empty] | 2019-01-01 | 2019 | Q |  | Y | 25 | [8 empty] | False | Electrical | 308
308 | SBJ-Z1-FM-GF-FPR-ELDB3 | ELDB3 | POWER DB(MB-1-1GF-0146) | Electrical | ELECTRICAL | POWER DB |  | FIRE PUMP ROOM | SBJ-Z1-FM-GF-FPR |  |  | Z1 | [5 empty] | 2019-01-01 | 2019 | Q |  | Y | 25 | [8 empty] | False | Electrical | 309
309 | SBJ-Z1-FM-GF-RCP-ELDB | ELDB | POWER DB(MB-1-1RF-0163) | Electrical | ELECTRICAL | POWER DB |  | RECEPTION | SBJ-Z1-FM-GF-RCP |  |  | Z1 | [5 empty] | 2019-01-01 | 2019 | Q |  | Y | 25 | [8 empty] | False | Electrical | 310
310 | SBJ-Z1-FM-FF-COR-ELDB1 | ELDB1 | POWER DB | Electrical | ELECTRICAL | POWER DB |  | CORRIDOR | SBJ-Z1-FM-FF-COR |  |  | Z1 | [5 empty] | 2019-01-01 | 2019 | Q |  | Y | 25 | [8 empty] | False | Electrical | 311
311 | SBJ-Z1-FM-FF-COR-ELDB2 | ELDB2 | POWER DB | Electrical | ELECTRICAL | POWER DB |  | CORRIDOR | SBJ-Z1-FM-FF-COR |  |  | Z1 | [5 empty] | 2019-01-01 | 2019 | Q |  | Y | 25 | [8 empty] | False | Electrical | 312
312 | SBJ-Z1-FM-RT-ELDB1 | ELDB1 | AHU DB | Electrical | ELECTRICAL | POWER DB |  | ROOF TOP | SBJ-Z1-FM-RF |  |  | Z1 | [5 empty] | 2019-01-01 | 2019 | Q |  | Y | 25 | [8 empty] | False | Electrical | 313
313 | SBJ-Z1-FM-RT-CSW1 | CSW1 | CHILLER SWITCH-01(MB-Z1-FMBRF-ELDB-14155) | Electrical | ELECTRICAL | POWER DB |  | ROOF TOP | SBJ-Z1-FM-RF |  |  | Z1 | [5 empty] | 2019-01-01 | 2019 | Q |  | Y | 25 | [8 empty] | False | Electrical | 314
314 | SBJ-Z1-FM-RT-CSW2 | CSW2 | CHILLER SWITCH-02(MB-Z1-FMBRF-ELDB-14156) | Electrical | ELECTRICAL | POWER DB |  | ROOF TOP | SBJ-Z1-FM-RF |  |  | Z1 | [5 empty] | 2019-01-01 | 2019 | Q |  | Y | 25 | [8 empty] | False | Electrical | 315
315 | SBJ-Z2-ESC-GF-ELDB1 | ELDB1 | MDB(MB-Z2-SCEGF-ELDB-0164) | Electrical | ELECTRICAL | POWER DB |  | GROUND FLOOR | SBJ-Z2-ESC-GF |  |  | Z2 | [5 empty] | 2019-01-01 | 2019 | Q |  | Y | 25 | [8 empty] | False | Electrical | 316
316 | SBJ-Z2-ESC-GF-ELDB2 | ELDB2 | DB(MB-Z2-SCEGF-ELDB-0165) | Electrical | ELECTRICAL | POWER DB |  | GROUND FLOOR | SBJ-Z2-ESC-GF |  |  | Z2 | [5 empty] | 2019-01-01 | 2019 | Q |  | Y | 25 | [8 empty] | False | Electrical | 317
317 | SBJ-Z2-ESC-FF-ELDB | ELDB | DB(MB-Z2-SCEFF-ELDB-0166) | Electrical | ELECTRICAL | POWER DB |  | FIRST FLOOR | SBJ-Z2-ESC-FF |  |  | Z2 | [5 empty] | 2019-01-01 | 2019 | Q |  | Y | 25 | [8 empty] | False | Electrical | 318
318 | SBJ-Z2-VS-IDF1-ELDB | ELDB | POWER DB (UDP-SER-GF) | Electrical | ELECTRICAL | POWER DB |  | TELCOM ROOM 1(IDF1) | SBJ-Z2-VS-IDF1 |  |  | Z2 | [5 empty] | 2019-01-01 | 2019 | Q |  | Y | 25 | [8 empty] | False | Electrical | 319
319 | SBJ-Z2-VS-PPR-ELDB | ELDB | POWER DB | Electrical | ELECTRICAL | POWER DB |  | PUMP ROOM | SBJ-Z2-VS-PPR |  |  | Z2 | [5 empty] | 2019-01-01 | 2019 | Q |  | Y | 25 | [8 empty] | False | Electrical | 320
320 | SBJ-Z3A-B75-GF-ELR-ELDB-2527 | ELDB-2527 | POWER DB | Electrical | ELECTRICAL | POWER DB |  | ELECTRICAL ROOM | SBJ-Z3A-B75-GF-ELR | [8 empty] | 2019-01-01 | 2019 | Q |  | Y | 25 | [8 empty] | False | Electrical | 321
321 | SBJ-Z3A-B74-GF-ELR-ELDB-2528 | ELDB-2528 | POWER DB | Electrical | ELECTRICAL | POWER DB |  | ELECTRICAL ROOM | SBJ-Z3A-B74-GF-ELR | [8 empty] | 2019-01-01 | 2019 | Q |  | Y | 25 | [8 empty] | False | Electrical | 322
322 | SBJ-Z3A-B44-GF-ELR-ELDB-2529 | ELDB-2529 | POWER DB | Electrical | ELECTRICAL | POWER DB |  | ELECTRICAL ROOM | SBJ-Z3A-B44-GF-ELR | [8 empty] | 2019-01-01 | 2019 | Q |  | Y | 25 | [8 empty] | False | Electrical | 323
323 | SBJ-Z3A-B45-GF-ELR-ELDB-2530 | ELDB-2530 | POWER DB | Electrical | ELECTRICAL | POWER DB |  | ELECTRICAL ROOM | SBJ-Z3A-B45-GF-ELR | [8 empty] | 2019-01-01 | 2019 | Q |  | Y | 25 | [8 empty] | False | Electrical | 324
324 | SBJ-Z3A-B46-GF-ELR-ELDB-2530 | ELDB-2530 | POWER DB | Electrical | ELECTRICAL | POWER DB |  | ELECTRICAL ROOM | SBJ-Z3A-B46-GF-ELR | [8 empty] | 2019-01-01 | 2019 | Q |  | Y | 25 | [8 empty] | False | Electrical | 325
325 | SBJ-Z3A-B47-GF-ELR-ELDB-2532 | ELDB-2532 | POWER DB | Electrical | ELECTRICAL | POWER DB |  | ELECTRICAL ROOM | SBJ-Z3A-B47-GF-ELR | [8 empty] | 2019-01-01 | 2019 | Q |  | Y | 25 | [8 empty] | False | Electrical | 326
326 | SBJ-Z3A-B48-GF-ELR-ELDB-2533 | ELDB-2533 | POWER DB | Electrical | ELECTRICAL | POWER DB |  | ELECTRICAL ROOM | SBJ-Z3A-B48-GF-ELR | [8 empty] | 2019-01-01 | 2019 | Q |  | Y | 25 | [8 empty] | False | Electrical | 327
327 | SBJ-Z3A-B49-GF-ELR-ELDB-2534 | ELDB-2534 | POWER DB | Electrical | ELECTRICAL | POWER DB |  | ELECTRICAL ROOM | SBJ-Z3A-B49-GF-ELR | [8 empty] | 2019-01-01 | 2019 | Q |  | Y | 25 | [8 empty] | False | Electrical | 328
328 | SBJ-Z3A-B50-GF-ELR-ELDB-2535 | ELDB-2535 | POWER DB | Electrical | ELECTRICAL | POWER DB |  | ELECTRICAL ROOM | SBJ-Z3A-B50-GF-ELR | [8 empty] | 2019-01-01 | 2019 | Q |  | Y | 25 | [8 empty] | False | Electrical | 329
329 | SBJ-Z3A-B51-GF-ELR-ELDB-2536 | ELDB-2536 | POWER DB | Electrical | ELECTRICAL | POWER DB |  | ELECTRICAL ROOM | SBJ-Z3A-B51-GF-ELR | [8 empty] | 2019-01-01 | 2019 | Q |  | Y | 25 | [8 empty] | False | Electrical | 330
330 | SBJ-Z3B-B52-GF-ELR-ELDB-2537 | ELDB-2537 | POWER DB | Electrical | ELECTRICAL | POWER DB |  | ELECTRICAL ROOM | SBJ-Z3B-B52-GF-ELR | [8 empty] | 2019-01-01 | 2019 | Q |  | Y | 25 | [8 empty] | False | Electrical | 331
331 | SBJ-Z3B-B53-GF-ELR-ELDB-2538 | ELDB-2538 | POWER DB | Electrical | ELECTRICAL | POWER DB |  | ELECTRICAL | SBJ-Z3B-B53-GF-ELR | [8 empty] | 2019-01-01 | 2019 | Q |  | Y | 25 | [8 empty] | False | Electrical | 332
332 | SBJ-Z3B-B54-GF-ELR-ELDB-2539 | ELDB-2539 | POWER DB | Electrical | ELECTRICAL | POWER DB |  | ELECTRICAL ROOM | SBJ-Z3B-B54-GF-ELR | [8 empty] | 2019-01-01 | 2019 | Q |  | Y | 25 | [8 empty] | False | Electrical | 333
333 | SBJ-Z3B-B55-GF-ELR-ELDB-2540 | ELDB-2540 | POWER DB | Electrical | ELECTRICAL | POWER DB |  | ELECTRICAL ROOM | SBJ-Z3B-B55-GF-ELR | [8 empty] | 2019-01-01 | 2019 | Q |  | Y | 25 | [8 empty] | False | Electrical | 334
334 | SBJ-Z3B-B56-GF-ELR-ELDB-2541 | ELDB-2541 | POWER DB | Electrical | ELECTRICAL | POWER DB |  | ELECTRICAL ROOM | SBJ-Z3B-B56-GF-ELR | [8 empty] | 2019-01-01 | 2019 | Q |  | Y | 25 | [8 empty] | False | Electrical | 335
335 | SBJ-Z3B-B57-GF-ELR-ELDB-2542 | ELDB-2542 | POWER DB | Electrical | ELECTRICAL | POWER DB |  | ELECTRICAL ROOM | SBJ-Z3B-B57-GF-ELR | [8 empty] | 2019-01-01 | 2019 | Q |  | Y | 25 | [8 empty] | False | Electrical | 336
336 | SBJ-Z3B-B58-GF-ELR-ELDB-2543 | ELDB-2543 | POWER DB | Electrical | ELECTRICAL | POWER DB |  | ELECTRICAL ROOM | SBJ-Z3B-B58-GF-ELR | [8 empty] | 2019-01-01 | 2019 | Q |  | Y | 25 | [8 empty] | False | Electrical | 337
337 | SBJ-Z3B-B59-GF-ELR-ELDB-2544 | ELDB-2544 | POWER DB | Electrical | ELECTRICAL | POWER DB |  | ELECTRICAL ROOM | SBJ-Z3B-B59-GF-ELR | [8 empty] | 2019-01-01 | 2019 | Q |  | Y | 25 | [8 empty] | False | Electrical | 338
338 | SBJ-Z3B-B60-GF-ELR-ELDB-2545 | ELDB-2545 | POWER DB | Electrical | ELECTRICAL | POWER DB |  | ELECTRICAL ROOM | SBJ-Z3B-B60-GF-ELR | [8 empty] | 2019-01-01 | 2019 | Q |  | Y | 25 | [8 empty] | False | Electrical | 339
339 | SBJ-Z3B-B61-GF-ELR-ELDB-2546 | ELDB-2546 | POWER DB | Electrical | ELECTRICAL | POWER DB |  | ELECTRICAL ROOM | SBJ-Z3B-B61-GF-ELR | [8 empty] | 2019-01-01 | 2019 | Q |  | Y | 25 | [8 empty] | False | Electrical | 340
340 | SBJ-Z3B-B62-GF-ELR-ELDB-2547 | ELDB-2547 | POWER DB | Electrical | ELECTRICAL | POWER DB |  | ELECTRICAL ROOM | SBJ-Z3B-B62-GF-ELR | [8 empty] | 2019-01-01 | 2019 | Q |  | Y | 25 | [8 empty] | False | Electrical | 341
341 | SBJ-Z5-R01-ELDB-0188 | ELDB-188 | ACTUATOR-DB-05(MB-1-22GL-0188) | Electrical | ELECTRICAL | POWER DB |  | Road 1 (Near Road 15) | SBJ-Z5-R01 |  |  | Z5 | [5 empty] | 2019-01-01 | 2019 | Q |  | Y | 25 | [8 empty] | False | Electrical | 342
342 | SBJ-Z8-R01-ELDB-0189 | ELDB-189 | ACTUATOR-DB-06(MB-1-22GL-0189) | Electrical | ELECTRICAL | POWER DB |  | Road 1 | SBJ-Z8-R01 |  |  | Z8 | [5 empty] | 2019-01-01 | 2019 | Q |  | Y | 25 | [8 empty] | False | Electrical | 343
343 | SBJ-Z1-R01-ELDB-0184 | ELDB-184 | POWER DB | Electrical | ELECTRICAL | POWER DB |  | Road 1 | SBJ-Z1-RO1 |  |  | Z1 | [5 empty] | 2019-01-01 | 2019 | Q |  | Y | 25 | [8 empty] | False | Electrical | 344
344 | SBJ-Z1-R01-ELDB-0185 | ELDB-185 | POWER DB | Electrical | ELECTRICAL | POWER DB |  | Road 1 | SBJ-Z1-RO1 |  |  | Z1 | [5 empty] | 2019-01-01 | 2019 | Q |  | Y | 25 | [8 empty] | False | Electrical | 345
345 | SBJ-Z1-R01-ELDB-0186 | ELDB-186 | ROAD-2 NEAR FOUNTAIN | Electrical | ELECTRICAL | POWER DB |  | Road 1 | SBJ-Z1-RO1 |  |  | Z1 | [5 empty] | 2019-01-01 | 2019 | Q |  | Y | 25 | [8 empty] | False | Electrical | 346
346 | SBJ-Z3-R01-ELDB-0187 | ELDB-187 | ACTUATOR-DB-04(MB-1-22GL-0187) | Electrical | ELECTRICAL | POWER DB |  | ROAD 1 | SBJ-Z3-R01 |  |  | Z3 | [5 empty] | 2019-01-01 | 2019 | Q |  | Y | 25 | [8 empty] | False | Electrical | 347
347 | SBJ-Z8-BWP-PDB-0175 | PDB-175 | POWER PANEL(MB-8-45GL-0175) | Electrical | ELECTRICAL | POWER DB |  | Beach Well Pump Room | SBJ-Z8-BWP |  |  | Z8 | [5 empty] | 2019-01-01 | 2019 | Q |  | Y | 25 | [8 empty] | False | Electrical | 348
348 | SBJ-Z1-IP1-ELDB | ELDB | POWER DB | Electrical | ELECTRICAL | POWER DB |  | Irrigation Pump 1 | SBJ-Z1-IP1 |  |  | Z1 | [5 empty] | 2019-01-01 | 2019 | Q |  | Y | 25 | [8 empty] | False | Electrical | 349
349 | SBJ-Z1-FM-RT-PPP | PPP | PRESSURE PUMP PANEL(MB-1-1RF-0154) | Electrical | ELECTRICAL | PUMP CONTROL PANEL |  | ROOF TOP | SBJ-Z1-FM-RF |  |  | Z1 | [5 empty] | 2019-01-01 | 2019 | Q |  | Y | 15 | [8 empty] | False | Electrical | 350
350 | SBJ-Z1-FM-RT-HWP | HWP | HOT WATER PUMP PANEL(MB-Z1-MBRF-ELPCP-14159) | Electrical | ELECTRICAL | PUMP CONTROL PANEL |  | ROOF TOP | SBJ-Z1-FM-RF |  |  | Z1 | [5 empty] | 2019-01-01 | 2019 | Q |  | Y | 15 | [8 empty] | False | Electrical | 351
351 | SBJ-Z1-FM-RT-CWP | CWP | CHILLED WATER PRESSURE PUMP PANEL(MB-Z1-MBRF-ELPCP-14160) | Electrical | ELECTRICAL | PUMP CONTROL PANEL |  | ROOF TOP | SBJ-Z1-FM-RF |  |  | Z1 | [5 empty] | 2019-01-01 | 2019 | Q |  | Y | 15 | [8 empty] | False | Electrical | 352
352 | SBJ-Z1-R03-LS2-LS-0196 | LS196 | LIFTING STATION LS-02(MB-2-23GL-0196) | Electrical | ELECTRICAL | PUMP CONTROL PANEL |  | LIFTING STATION 2 | SBJ-Z1-RO3-LS2 |  |  | Z1 | [5 empty] | 2019-01-01 | 2019 | Q |  | Y | 15 | [8 empty] | False | Electrical | 353
353 | SBJ-Z8-LS3-LS-0194 | LS-194 | LIFTING STATION LS-03(MB-8-45GL-0194) | Electrical | ELECTRICAL | PUMP CONTROL PANEL |  | Lifting Station 3 | SBJ-Z8-LS3 |  |  | Z8 | [5 empty] | 2019-01-01 | 2019 | Q |  | Y | 15 | [8 empty] | False | Electrical | 354
354 | SBJ-Z5-LS4-LS-0193 | LS-193 | LIFTING STATION LS-04(MB-5-44GL-0193) | Electrical | ELECTRICAL | PUMP CONTROL PANEL |  | Lifting Station 4 | SBJ-Z5-LS4 |  |  | Z5 | [5 empty] | 2019-01-01 | 2019 | Q |  | Y | 15 | [8 empty] | False | Electrical | 355
355 | SBJ-Z1-LS5-LS-0197 | LS-197 | LIFTING STATION LS-05(MB-1-42GL-0197) | Electrical | ELECTRICAL | PUMP CONTROL PANEL |  | Lifting Station 5 | SBJ-Z1-LS5 |  |  | Z1 | [5 empty] | 2019-01-01 | 2019 | Q |  | Y | 15 | [8 empty] | False | Electrical | 356
356 | SBJ-Z2-R02-PS1-PS-0190 | PS190 | PUMPING STATION PS-01(MB-2-57GL-0190) | Electrical | ELECTRICAL | PUMP CONTROL PANEL |  | PUMPING STATION 1 | SBJ-Z2-R02-PS1 |  |  | Z2 | [5 empty] | 2019-01-01 | 2019 | Q |  | Y | 15 | [8 empty] | False | Electrical | 357
357 | SBJ-Z3-R1G-ELPCP-0191 | ELPCP191 | PUMPING STATION PS-03(MB-3-43GL-0191) | Electrical | ELECTRICAL | PUMP CONTROL PANEL |  | ROAD NO 2 GATE 2 EXIT | SBJ-Z3-R1G |  |  | Z3 | [5 empty] | 2019-01-01 | 2019 | Q |  | Y | 15 | [8 empty] | False | Electrical | 358
358 | SBJ-Z3A-V42-CMA-ELPCP-0192 | ELPCP192 | PUMP CONTROL PANEL | Electrical | ELECTRICAL | PUMP CONTROL PANEL |  | Near Villa No 42 | SBJ-Z3A-V42 | [8 empty] | 2019-01-01 | 2019 | Q |  | Y | 15 | [8 empty] | False | Electrical | 359
359 | SBJ-Z8-PS5-PS-0195 | PS-195 | PUMPING STATION PS-05(MB-8-45GL-0195) | Electrical | ELECTRICAL | PUMP CONTROL PANEL |  | Pumping Station 5 | SBJ-Z8-PS5 |  |  | Z8 | [5 empty] | 2019-01-01 | 2019 | Q |  | Y | 15 | [8 empty] | False | Electrical | 360
360 | SBJ-Z8-BWP-PC-0177 | PC-177 | CONTROL PANEL-01(MB-8-45GL-0177) | Electrical | ELECTRICAL | PUMP CONTROL PANEL |  | Beach Well Pump Room | SBJ-Z8-BWP |  |  | Z8 | [5 empty] | 2019-01-01 | 2019 | 2 |  | Y | 15 | [8 empty] | False | Electrical | 361
361 | SBJ-Z8-BWP-PC2-0178 | PC2-178 | CONTROL PANEL-02(MB-1-42GL-0178) | Electrical | ELECTRICAL | PUMP CONTROL PANEL |  | Beach Well Pump Room | SBJ-Z8-BWP |  |  | Z8 | [5 empty] | 2019-01-01 | 2019 | 2 |  | Y | 15 | [8 empty] | False | Electrical | 362
362 | SBJ-Z8-BWP-PC3-0179 | PC3-179 | CONTROL PANEL-03(MB-8-45GL-0179) | Electrical | ELECTRICAL | PUMP CONTROL PANEL |  | Beach Well Pump Room | SBJ-Z8-BWP |  |  | Z8 | [5 empty] | 2019-01-01 | 2019 | 2 |  | Y | 15 | [8 empty] | False | Electrical | 363
363 | SBJ-Z1-IP1-SCP | SCP | SUMP PUMP CONTROL PANEL | Electrical | ELECTRICAL | PUMP CONTROL PANEL |  | Irrigation Pump 1 | SBJ-Z1-IP1 |  |  | Z1 | [5 empty] | 2019-01-01 | 2019 | Q |  | Y | 15 | [8 empty] | False | Electrical | 364
364 | SBJ-Z2-VS-SL-D01 | SL | STREET LIGHTS | Electrical | ELECTRICAL | STREET LIGHTS |  | Village Square | SBJ-Z2-VS |  |  | Z2 | [5 empty] | 2019-01-01 | 2019 | 2 |  | Y | 20 | [8 empty] | False | Electrical | 365
365 | SBJ-Z1-SL | SL | ZONE-1 | Electrical | ELECTRICAL | STREET LIGHTS |  | Street Lights | SBJ-Z1-SL |  |  | Z1 | [5 empty] | 2019-01-01 | 2019 | 2 |  | Y | 20 | [8 empty] | False | Electrical | 366
366 | SBJ-Z2-SL | SL | ZONE-2 | Electrical | ELECTRICAL | STREET LIGHTS |  | Street Lights | SBJ-Z2-SL |  |  | Z2 | [5 empty] | 2019-01-01 | 2019 | 2 |  | Y | 20 | [8 empty] | False | Electrical | 367
367 | SBJ-Z3-SL | SL | ZONE-3 | Electrical | ELECTRICAL | STREET LIGHTS |  | STREET LIGHT | SBJ-Z3-SL |  |  | Z3 | [5 empty] | 2019-01-01 | 2019 | 2 |  | Y | 20 | [8 empty] | False | Electrical | 368
368 | SBJ-Z5-SL | SL | ZONE-5 | Electrical | ELECTRICAL | STREET LIGHTS |  | Street Lights | SBJ-Z5-SL |  |  | Z5 | [5 empty] | 2019-01-01 | 2019 | 2 |  | Y | 20 | [8 empty] | False | Electrical | 369
369 | SBJ-Z8-SL | SL | ZONE-8 | Electrical | ELECTRICAL | STREET LIGHTS |  | Street Lights | SBJ-Z8-SL |  |  | Z8 | [5 empty] | 2019-01-01 | 2019 | 2 |  | Y | 20 | [8 empty] | False | Electrical | 370
370 | SBJ-Z1-FM-GF-EL-SMDB | SMDB | SMDB-FM(MB-1-1GF-0136) | Electrical | ELECTRICAL | SUB MAIN POWER DB |  | ELECTRICAL ROOM | SBJ-Z1-FM-GF-EL |  |  | Z1 | [5 empty] | 2019-01-01 | 2019 | Q |  | Y | 20 | [8 empty] | False | Electrical | 371
371 | SBJ-Z2-VS-ELR1-SMDB1 | SMDB1 | SUB MAIN POWER DB | Electrical | ELECTRICAL | SUB MAIN POWER DB |  | ELECTRICAL ROOM 1 | SBJ-Z2-VS-ELR1 |  |  | Z2 | [5 empty] | 2019-01-01 | 2019 | Q |  | Y | 20 | [8 empty] | False | Electrical | 372
372 | SBJ-Z2-VS-ELR1-SMDB2 | SMDB2 | SUB MAIN POWER DB | Electrical | ELECTRICAL | SUB MAIN POWER DB |  | ELECTRICAL ROOM 1 | SBJ-Z2-VS-ELR1 |  |  | Z2 | [5 empty] | 2019-01-01 | 2019 | Q |  | Y | 20 | [8 empty] | False | Electrical | 373
373 | SBJ-Z2-VS-ELR2-SMDB1 | SMDB1 | SUB MAIN POWER DB (MTR4 PANEL) | Electrical | ELECTRICAL | SUB MAIN POWER DB |  | ELECTRICAL ROOM 2 | SBJ-Z2-VS-ELR2 |  |  | Z2 | [5 empty] | 2019-01-01 | 2019 | Q |  | Y | 20 | [8 empty] | False | Electrical | 374
374 | SBJ-Z2-VS-ELR2-SMDB2 | SMDB2 | SUB MAIN POWER DB (MTR3 PANEL) | Electrical | ELECTRICAL | SUB MAIN POWER DB |  | ELECTRICAL ROOM 2 | SBJ-Z2-VS-ELR2 |  |  | Z2 | [5 empty] | 2019-01-01 | 2019 | Q |  | Y | 20 | [8 empty] | False | Electrical | 375
375 | SBJ-Z3A-B75-GF-ELR-SMDB-2548 | SMDB-2548 | SUB MAIN POWER DB | Electrical | ELECTRICAL | SUB MAIN POWER DB |  | ELECTRICAL ROOM | SBJ-Z3A-B75-GF-ELR | [8 empty] | 2019-01-01 | 2019 | Q |  | Y | 20 | [8 empty] | False | Electrical | 376
376 | SBJ-Z3A-B75-GF-ELR-SMDB-2569 | SMDB-2569 | SUB MAIN POWER DB | Electrical | ELECTRICAL | SUB MAIN POWER DB |  | ELECTRICAL ROOM | SBJ-Z3A-B75-GF-ELR | [8 empty] | 2019-01-01 | 2019 | Q |  | Y | 20 | [8 empty] | False | Electrical | 377
377 | SBJ-Z3A-B74-GF-ELR-SMDB-2549 | SMDB-2549 | SUB MAIN POWER DB | Electrical | ELECTRICAL | SUB MAIN POWER DB |  | ELECTRICAL ROOM | SBJ-Z3A-B74-GF-ELR | [8 empty] | 2019-01-01 | 2019 | Q |  | Y | 20 | [8 empty] | False | Electrical | 378
378 | SBJ-Z3A-B74-GF-ELR-SMDB-2570 | SMDB-2570 | SUB MAIN POWER DB | Electrical | ELECTRICAL | SUB MAIN POWER DB |  | ELECTRICAL ROOM | SBJ-Z3A-B74-GF-ELR | [8 empty] | 2019-01-01 | 2019 | Q |  | Y | 20 | [8 empty] | False | Electrical | 379
379 | SBJ-Z3A-B44-GF-ELR-SMDB-2550 | SMDB-2550 | SUB MAIN POWER DB | Electrical | ELECTRICAL | SUB MAIN POWER DB |  | ELECTRICAL ROOM | SBJ-Z3A-B44-GF-ELR | [8 empty] | 2019-01-01 | 2019 | Q |  | Y | 20 | [8 empty] | False | Electrical | 380
380 | SBJ-Z3A-B44-GF-ELR-SMDB-2571 | SMDB-2571 | SUB MAIN POWER DB | Electrical | ELECTRICAL | SUB MAIN POWER DB |  | ELECTRICAL ROOM | SBJ-Z3A-B44-GF-ELR | [8 empty] | 2019-01-01 | 2019 | Q |  | Y | 20 | [8 empty] | False | Electrical | 381
381 | SBJ-Z3A-B45-GF-ELR-SMDB-2551 | SMDB-2551 | SUB MAIN POWER DB | Electrical | ELECTRICAL | SUB MAIN POWER DB |  | ELECTRICAL ROOM | SBJ-Z3A-B45-GF-ELR | [8 empty] | 2019-01-01 | 2019 | Q |  | Y | 20 | [8 empty] | False | Electrical | 382
382 | SBJ-Z3A-B45-GF-ELR-SMDB-2572 | SMDB-2572 | SUB MAIN POWER DB | Electrical | ELECTRICAL | SUB MAIN POWER DB |  | ELECTRICAL ROOM | SBJ-Z3A-B45-GF-ELR | [8 empty] | 2019-01-01 | 2019 | Q |  | Y | 20 | [8 empty] | False | Electrical | 383
383 | SBJ-Z3A-B46-GF-ELR-SMDB-2551 | SMDB-2551 | SUB MAIN POWER DB | Electrical | ELECTRICAL | SUB MAIN POWER DB |  | ELECTRICAL ROOM | SBJ-Z3A-B46-GF-ELR | [8 empty] | 2019-01-01 | 2019 | Q |  | Y | 20 | [8 empty] | False | Electrical | 384
384 | SBJ-Z3A-B46-GF-ELR-SMDB-2572 | SMDB-2572 | SUB MAIN POWER DB | Electrical | ELECTRICAL | SUB MAIN POWER DB |  | ELECTRICAL ROOM | SBJ-Z3A-B46-GF-ELR | [8 empty] | 2019-01-01 | 2019 | Q |  | Y | 20 | [8 empty] | False | Electrical | 385
385 | SBJ-Z3A-B47-GF-ELR-SMDB-2553 | SMDB-2553 | SUB MAIN POWER DB | Electrical | ELECTRICAL | SUB MAIN POWER DB |  | ELECTRICAL ROOM | SBJ-Z3A-B47-GF-ELR | [8 empty] | 2019-01-01 | 2019 | Q |  | Y | 20 | [8 empty] | False | Electrical | 386
386 | SBJ-Z3A-B47-GF-ELR-SMDB-2574 | SMDB-2574 | SUB MAIN POWER DB | Electrical | ELECTRICAL | SUB MAIN POWER DB |  | ELECTRICAL ROOM | SBJ-Z3A-B47-GF-ELR | [8 empty] | 2019-01-01 | 2019 | Q |  | Y | 20 | [8 empty] | False | Electrical | 387
387 | SBJ-Z3A-B48-GF-ELR-SMDB-2554 | SMDB-2554 | SUB MAIN POWER DB | Electrical | ELECTRICAL | SUB MAIN POWER DB |  | ELECTRICAL ROOM | SBJ-Z3A-B48-GF-ELR | [8 empty] | 2019-01-01 | 2019 | Q |  | Y | 20 | [8 empty] | False | Electrical | 388
388 | SBJ-Z3A-B48-GF-ELR-SMDB-2575 | SMDB-2575 | SUB MAIN POWER DB | Electrical | ELECTRICAL | SUB MAIN POWER DB |  | ELECTRICAL ROOM | SBJ-Z3A-B48-GF-ELR | [8 empty] | 2019-01-01 | 2019 | Q |  | Y | 20 | [8 empty] | False | Electrical | 389
389 | SBJ-Z3A-B49-GF-ELR-SMDB-2555 | SMDB-2555 | SUB MAIN POWER DB | Electrical | ELECTRICAL | SUB MAIN POWER DB |  | ELECTRICAL ROOM | SBJ-Z3A-B49-GF-ELR | [8 empty] | 2019-01-01 | 2019 | Q |  | Y | 20 | [8 empty] | False | Electrical | 390
390 | SBJ-Z3A-B49-GF-ELR-SMDB-2576 | SMDB-2576 | SUB MAIN POWER DB | Electrical | ELECTRICAL | SUB MAIN POWER DB |  | ELECTRICAL ROOM | SBJ-Z3A-B49-GF-ELR | [8 empty] | 2019-01-01 | 2019 | Q |  | Y | 20 | [8 empty] | False | Electrical | 391
391 | SBJ-Z3A-B50-GF-ELR-SMDB-2556 | SMDB-2556 | SUB MAIN POWER DB | Electrical | ELECTRICAL | SUB MAIN POWER DB |  | ELECTRICAL ROOM | SBJ-Z3A-B50-GF-ELR | [8 empty] | 2019-01-01 | 2019 | Q |  | Y | 20 | [8 empty] | False | Electrical | 392
392 | SBJ-Z3A-B50-GF-ELR-SMDB-2577 | SMDB-2577 | SUB MAIN POWER DB | Electrical | ELECTRICAL | SUB MAIN POWER DB |  | ELECTRICAL ROOM | SBJ-Z3A-B50-GF-ELR | [8 empty] | 2019-01-01 | 2019 | Q |  | Y | 20 | [8 empty] | False | Electrical | 393
393 | SBJ-Z3A-B51-GF-ELR-SMDB-2557 | SMDB-2557 | SUB MAIN POWER DB | Electrical | ELECTRICAL | SUB MAIN POWER DB |  | ELECTRICAL ROOM | SBJ-Z3A-B51-GF-ELR | [8 empty] | 2019-01-01 | 2019 | Q |  | Y | 20 | [8 empty] | False | Electrical | 394
394 | SBJ-Z3A-B51-GF-ELR-SMDB-2578 | SMDB-2578 | SUB MAIN POWER DB | Electrical | ELECTRICAL | SUB MAIN POWER DB |  | ELECTRICAL ROOM | SBJ-Z3A-B51-GF-ELR | [8 empty] | 2019-01-01 | 2019 | Q |  | Y | 20 | [8 empty] | False | Electrical | 395
395 | SBJ-Z3B-B52-GF-ELR-SMDB-2558 | SMDB-2558 | SUB MAIN POWER DB | Electrical | ELECTRICAL | SUB MAIN POWER DB |  | ELECTRICAL ROOM | SBJ-Z3B-B52-GF-ELR | [8 empty] | 2019-01-01 | 2019 | Q |  | Y | 20 | [8 empty] | False | Electrical | 396
396 | SBJ-Z3B-B52-GF-ELR-SMDB-2579 | SMDB-2579 | SUB MAIN POWER DB | Electrical | ELECTRICAL | SUB MAIN POWER DB |  | ELECTRICAL ROOM | SBJ-Z3B-B52-GF-ELR | [8 empty] | 2019-01-01 | 2019 | Q |  | Y | 20 | [8 empty] | False | Electrical | 397
397 | SBJ-Z3B-B53-GF-ELR-SMDB-2559 | SMDB-2559 | SUB MAIN POWER DB | Electrical | ELECTRICAL | SUB MAIN POWER DB |  | ELECTRICAL | SBJ-Z3B-B53-GF-ELR | [8 empty] | 2019-01-01 | 2019 | Q |  | Y | 20 | [8 empty] | False | Electrical | 398
398 | SBJ-Z3B-B53-GF-ELR-SMDB-2580 | SMDB-2580 | SUB MAIN POWER DB | Electrical | ELECTRICAL | SUB MAIN POWER DB |  | ELECTRICAL | SBJ-Z3B-B53-GF-ELR | [8 empty] | 2019-01-01 | 2019 | Q |  | Y | 20 | [8 empty] | False | Electrical | 399
399 | SBJ-Z3B-B54-GF-ELR-SMDB-2560 | SMDB-2560 | SUB MAIN POWER DB | Electrical | ELECTRICAL | SUB MAIN POWER DB |  | ELECTRICAL ROOM | SBJ-Z3B-B54-GF-ELR | [8 empty] | 2019-01-01 | 2019 | Q |  | Y | 20 | [8 empty] | False | Electrical | 400
400 | SBJ-Z3B-B54-GF-ELR-SMDB-2581 | SMDB-2581 | SUB MAIN POWER DB | Electrical | ELECTRICAL | SUB MAIN POWER DB |  | ELECTRICAL ROOM | SBJ-Z3B-B54-GF-ELR | [8 empty] | 2019-01-01 | 2019 | Q |  | Y | 20 | [8 empty] | False | Electrical | 401
401 | SBJ-Z3B-B55-GF-ELR-SMDB-2561 | SMDB-2561 | SUB MAIN POWER DB | Electrical | ELECTRICAL | SUB MAIN POWER DB |  | ELECTRICAL ROOM | SBJ-Z3B-B55-GF-ELR | [8 empty] | 2019-01-01 | 2019 | Q |  | Y | 20 | [8 empty] | False | Electrical | 402
402 | SBJ-Z3B-B55-GF-ELR-SMDB-2582 | SMDB-2582 | SUB MAIN POWER DB | Electrical | ELECTRICAL | SUB MAIN POWER DB |  | ELECTRICAL ROOM | SBJ-Z3B-B55-GF-ELR | [8 empty] | 2019-01-01 | 2019 | Q |  | Y | 20 | [8 empty] | False | Electrical | 403
403 | SBJ-Z3B-B56-GF-ELR-SMDB-2562 | SMDB-2562 | SUB MAIN POWER DB | Electrical | ELECTRICAL | SUB MAIN POWER DB |  | ELECTRICAL ROOM | SBJ-Z3B-B56-GF-ELR | [8 empty] | 2019-01-01 | 2019 | Q |  | Y | 20 | [8 empty] | False | Electrical | 404
404 | SBJ-Z3B-B56-GF-ELR-SMDB-2583 | SMDB-2583 | SUB MAIN POWER DB | Electrical | ELECTRICAL | SUB MAIN POWER DB |  | ELECTRICAL ROOM | SBJ-Z3B-B56-GF-ELR | [8 empty] | 2019-01-01 | 2019 | Q |  | Y | 20 | [8 empty] | False | Electrical | 405
405 | SBJ-Z3B-B57-GF-ELR-SMDB-2563 | SMDB-2563 | SUB MAIN POWER DB | Electrical | ELECTRICAL | SUB MAIN POWER DB |  | ELECTRICAL ROOM | SBJ-Z3B-B57-GF-ELR | [8 empty] | 2019-01-01 | 2019 | Q |  | Y | 20 | [8 empty] | False | Electrical | 406
406 | SBJ-Z3B-B57-GF-ELR-SMDB-2584 | SMDB-2584 | SUB MAIN POWER DB | Electrical | ELECTRICAL | SUB MAIN POWER DB |  | ELECTRICAL ROOM | SBJ-Z3B-B57-GF-ELR | [8 empty] | 2019-01-01 | 2019 | Q |  | Y | 20 | [8 empty] | False | Electrical | 407
407 | SBJ-Z3B-B58-GF-ELR-SMDB-2564 | SMDB-2564 | SUB MAIN POWER DB | Electrical | ELECTRICAL | SUB MAIN POWER DB |  | ELECTRICAL ROOM | SBJ-Z3B-B58-GF-ELR | [8 empty] | 2019-01-01 | 2019 | Q |  | Y | 20 | [8 empty] | False | Electrical | 408
408 | SBJ-Z3B-B58-GF-ELR-SMDB-2585 | SMDB-2585 | SUB MAIN POWER DB | Electrical | ELECTRICAL | SUB MAIN POWER DB |  | ELECTRICAL ROOM | SBJ-Z3B-B58-GF-ELR | [8 empty] | 2019-01-01 | 2019 | Q |  | Y | 20 | [8 empty] | False | Electrical | 409
409 | SBJ-Z3B-B59-GF-ELR-SMDB-2565 | SMDB-2565 | SUB MAIN POWER DB | Electrical | ELECTRICAL | SUB MAIN POWER DB |  | ELECTRICAL ROOM | SBJ-Z3B-B59-GF-ELR | [8 empty] | 2019-01-01 | 2019 | Q |  | Y | 20 | [8 empty] | False | Electrical | 410
410 | SBJ-Z3B-B59-GF-ELR-SMDB-2586 | SMDB-2586 | SUB MAIN POWER DB | Electrical | ELECTRICAL | SUB MAIN POWER DB |  | ELECTRICAL ROOM | SBJ-Z3B-B59-GF-ELR | [8 empty] | 2019-01-01 | 2019 | Q |  | Y | 20 | [8 empty] | False | Electrical | 411
411 | SBJ-Z3B-B60-GF-ELR-SMDB-2566 | SMDB-2566 | SUB MAIN POWER DB | Electrical | ELECTRICAL | SUB MAIN POWER DB |  | ELECTRICAL ROOM | SBJ-Z3B-B60-GF-ELR | [8 empty] | 2019-01-01 | 2019 | Q |  | Y | 20 | [8 empty] | False | Electrical | 412
412 | SBJ-Z3B-B60-GF-ELR-SMDB-2587 | SMDB-2587 | SUB MAIN POWER DB | Electrical | ELECTRICAL | SUB MAIN POWER DB |  | ELECTRICAL ROOM | SBJ-Z3B-B60-GF-ELR | [8 empty] | 2019-01-01 | 2019 | Q |  | Y | 20 | [8 empty] | False | Electrical | 413
413 | SBJ-Z3B-B61-GF-ELR-SMDB-2567 | SMDB-2567 | SUB MAIN POWER DB | Electrical | ELECTRICAL | SUB MAIN POWER DB |  | ELECTRICAL ROOM | SBJ-Z3B-B61-GF-ELR | [8 empty] | 2019-01-01 | 2019 | Q |  | Y | 20 | [8 empty] | False | Electrical | 414
414 | SBJ-Z3B-B61-GF-ELR-SMDB-2588 | SMDB-2588 | SUB MAIN POWER DB | Electrical | ELECTRICAL | SUB MAIN POWER DB |  | ELECTRICAL ROOM | SBJ-Z3B-B61-GF-ELR | [8 empty] | 2019-01-01 | 2019 | Q |  | Y | 20 | [8 empty] | False | Electrical | 415
415 | SBJ-Z3B-B62-GF-ELR-SMDB-2568 | SMDB-2568 | SUB MAIN POWER DB | Electrical | ELECTRICAL | SUB MAIN POWER DB |  | ELECTRICAL ROOM | SBJ-Z3B-B62-GF-ELR | [8 empty] | 2019-01-01 | 2019 | Q |  | Y | 20 | [8 empty] | False | Electrical | 416
416 | SBJ-Z3B-B62-GF-ELR-SMDB-2589 | SMDB-2589 | SUB MAIN POWER DB | Electrical | ELECTRICAL | SUB MAIN POWER DB |  | ELECTRICAL ROOM | SBJ-Z3B-B62-GF-ELR | [8 empty] | 2019-01-01 | 2019 | Q |  | Y | 20 | [8 empty] | False | Electrical | 417
1060 | SBJ-Z8-Z8022-Elec 1 | Elec 1 | Elec 1 | Electrical | ELECTRICAL | OTHERS |  | Z8022 | SBJ-Z8-Z8022 |  |  | Z8022 | [5 empty] | 2019-01-01 | 2019 | Q |  | Y | 15 | [8 empty] | False | Electrical | 418
1061 | SBJ-Z8-Z8021-Elec 2 | Elec 2 | Elec 2 | Electrical | ELECTRICAL | OTHERS |  | Z8021 | SBJ-Z8-Z8021 |  |  | Z8021 | [5 empty] | 2019-01-01 | 2019 | Q |  | Y | 15 | [8 empty] | False | Electrical | 419
1062 | SBJ-Z8-Z8020-Elec 3 | Elec 3 | Elec 3 | Electrical | ELECTRICAL | OTHERS |  | Z8020 | SBJ-Z8-Z8020 |  |  | Z8020 | [5 empty] | 2019-01-01 | 2019 | Q |  | Y | 15 | [8 empty] | False | Electrical | 420
1063 | SBJ-Z8-Z8019-Elec 4 | Elec 4 | Elec 4 | Electrical | ELECTRICAL | OTHERS |  | Z8019 | SBJ-Z8-Z8019 |  |  | Z8019 | [5 empty] | 2019-01-01 | 2019 | Q |  | Y | 15 | [8 empty] | False | Electrical | 421
1064 | SBJ-Z8-Z8018-Elec 5 | Elec 5 | Elec 5 | Electrical | ELECTRICAL | OTHERS |  | Z8018 | SBJ-Z8-Z8018 |  |  | Z8018 | [5 empty] | 2019-01-01 | 2019 | Q |  | Y | 15 | [8 empty] | False | Electrical | 422
1065 | SBJ-Z8-Z8017-Elec 6 | Elec 6 | Elec 6 | Electrical | ELECTRICAL | OTHERS |  | Z8017 | SBJ-Z8-Z8017 |  |  | Z8017 | [5 empty] | 2019-01-01 | 2019 | Q |  | Y | 15 | [8 empty] | False | Electrical | 423
1066 | SBJ-Z8-Z8016-Elec 7 | Elec 7 | Elec 7 | Electrical | ELECTRICAL | OTHERS |  | Z8016 | SBJ-Z8-Z8016 |  |  | Z8016 | [5 empty] | 2019-01-01 | 2019 | Q |  | Y | 15 | [8 empty] | False | Electrical | 424
1067 | SBJ-Z8-Z8015-Elec 8 | Elec 8 | Elec 8 | Electrical | ELECTRICAL | OTHERS |  | Z8015 | SBJ-Z8-Z8015 |  |  | Z8015 | [5 empty] | 2019-01-01 | 2019 | Q |  | Y | 15 | [8 empty] | False | Electrical | 425
1068 | SBJ-Z8-Z8014-Elec 9 | Elec 9 | Elec 9 | Electrical | ELECTRICAL | OTHERS |  | Z8014 | SBJ-Z8-Z8014 |  |  | Z8014 | [5 empty] | 2019-01-01 | 2019 | Q |  | Y | 15 | [8 empty] | False | Electrical | 426
1069 | SBJ-Z8-Z8013-Elec 10 | Elec 10 | Elec 10 | Electrical | ELECTRICAL | OTHERS |  | Z8013 | SBJ-Z8-Z8013 |  |  | Z8013 | [5 empty] | 2019-01-01 | 2019 | Q |  | Y | 15 | [8 empty] | False | Electrical | 427
1070 | SBJ-Z8-Z8012-Elec 11 | Elec 11 | Elec 11 | Electrical | ELECTRICAL | OTHERS |  | Z8012 | SBJ-Z8-Z8012 |  |  | Z8012 | [5 empty] | 2019-01-01 | 2019 | Q |  | Y | 15 | [8 empty] | False | Electrical | 428
1071 | SBJ-Z8-Z8011-Elec 12 | Elec 12 | Elec 12 | Electrical | ELECTRICAL | OTHERS |  | Z8011 | SBJ-Z8-Z8011 |  |  | Z8011 | [5 empty] | 2019-01-01 | 2019 | Q |  | Y | 15 | [8 empty] | False | Electrical | 429
1072 | SBJ-Z8-Z8010-Elec 13 | Elec 13 | Elec 13 | Electrical | ELECTRICAL | OTHERS |  | Z8010 | SBJ-Z8-Z8010 |  |  | Z8010 | [5 empty] | 2019-01-01 | 2019 | Q |  | Y | 15 | [8 empty] | False | Electrical | 430
1073 | SBJ-Z8-Z8009-Elec 14 | Elec 14 | Elec 14 | Electrical | ELECTRICAL | OTHERS |  | Z8009 | SBJ-Z8-Z8009 |  |  | Z8009 | [5 empty] | 2019-01-01 | 2019 | Q |  | Y | 15 | [8 empty] | False | Electrical | 431
1074 | SBJ-Z8-Z8008-Elec 15 | Elec 15 | Elec 15 | Electrical | ELECTRICAL | OTHERS |  | Z8008 | SBJ-Z8-Z8008 |  |  | Z8008 | [5 empty] | 2019-01-01 | 2019 | Q |  | Y | 15 | [8 empty] | False | Electrical | 432
1075 | SBJ-Z8-Z8007-Elec 16 | Elec 16 | Elec 16 | Electrical | ELECTRICAL | OTHERS |  | Z8007 | SBJ-Z8-Z8007 |  |  | Z8007 | [5 empty] | 2019-01-01 | 2019 | Q |  | Y | 15 | [8 empty] | False | Electrical | 433
1076 | SBJ-Z8-Z8006-Elec 17 | Elec 17 | Elec 17 | Electrical | ELECTRICAL | OTHERS |  | Z8006 | SBJ-Z8-Z8006 |  |  | Z8006 | [5 empty] | 2019-01-01 | 2019 | Q |  | Y | 15 | [8 empty] | False | Electrical | 434
1077 | SBJ-Z8-Z8005-Elec 18 | Elec 18 | Elec 18 | Electrical | ELECTRICAL | OTHERS |  | Z8005 | SBJ-Z8-Z8005 |  |  | Z8005 | [5 empty] | 2019-01-01 | 2019 | Q |  | Y | 15 | [8 empty] | False | Electrical | 435
1078 | SBJ-Z8-Z8004-Elec 19 | Elec 19 | Elec 19 | Electrical | ELECTRICAL | OTHERS |  | Z8004 | SBJ-Z8-Z8004 |  |  | Z8004 | [5 empty] | 2019-01-01 | 2019 | Q |  | Y | 15 | [8 empty] | False | Electrical | 436
1079 | SBJ-Z8-Z8003-Elec 20 | Elec 20 | Elec 20 | Electrical | ELECTRICAL | OTHERS |  | Z8003 | SBJ-Z8-Z8003 |  |  | Z8003 | [5 empty] | 2019-01-01 | 2019 | Q |  | Y | 15 | [8 empty] | False | Electrical | 437
1080 | SBJ-Z8-Z8002-Elec 21 | Elec 21 | Elec 21 | Electrical | ELECTRICAL | OTHERS |  | Z8002 | SBJ-Z8-Z8002 |  |  | Z8002 | [5 empty] | 2019-01-01 | 2019 | Q |  | Y | 15 | [8 empty] | False | Electrical | 438
1081 | SBJ-Z8-Z8001-Elec 22 | Elec 22 | Elec 22 | Electrical | ELECTRICAL | OTHERS |  | Z8001 | SBJ-Z8-Z8001 |  |  | Z8001 | [5 empty] | 2019-01-01 | 2019 | Q |  | Y | 15 | [8 empty] | False | Electrical | 439
1082 | SBJ-Z5-Z5033-Elec 23 | Elec 23 | Elec 23 | Electrical | ELECTRICAL | OTHERS |  | Z5033 | SBJ-Z5-Z5033 |  |  | Z5033 | [5 empty] | 2019-01-01 | 2019 | Q |  | Y | 15 | [8 empty] | False | Electrical | 440
1083 | SBJ-Z5-Z5032-Elec 24 | Elec 24 | Elec 24 | Electrical | ELECTRICAL | OTHERS |  | Z5032 | SBJ-Z5-Z5032 |  |  | Z5032 | [5 empty] | 2019-01-01 | 2019 | Q |  | Y | 15 | [8 empty] | False | Electrical | 441
1084 | SBJ-Z5-Z5031-Elec 25 | Elec 25 | Elec 25 | Electrical | ELECTRICAL | OTHERS |  | Z5031 | SBJ-Z5-Z5031 |  |  | Z5031 | [5 empty] | 2019-01-01 | 2019 | Q |  | Y | 15 | [8 empty] | False | Electrical | 442
1085 | SBJ-Z5-Z5030-Elec 26 | Elec 26 | Elec 26 | Electrical | ELECTRICAL | OTHERS |  | Z5030 | SBJ-Z5-Z5030 |  |  | Z5030 | [5 empty] | 2019-01-01 | 2019 | Q |  | Y | 15 | [8 empty] | False | Electrical | 443
1086 | SBJ-Z5-Z5029-Elec 27 | Elec 27 | Elec 27 | Electrical | ELECTRICAL | OTHERS |  | Z5029 | SBJ-Z5-Z5029 |  |  | Z5029 | [5 empty] | 2019-01-01 | 2019 | Q |  | Y | 15 | [8 empty] | False | Electrical | 444
1087 | SBJ-Z5-Z5028-Elec 28 | Elec 28 | Elec 28 | Electrical | ELECTRICAL | OTHERS |  | Z5028 | SBJ-Z5-Z5028 |  |  | Z5028 | [5 empty] | 2019-01-01 | 2019 | Q |  | Y | 15 | [8 empty] | False | Electrical | 445
1088 | SBJ-Z5-Z5027-Elec 29 | Elec 29 | Elec 29 | Electrical | ELECTRICAL | OTHERS |  | Z5027 | SBJ-Z5-Z5027 |  |  | Z5027 | [5 empty] | 2019-01-01 | 2019 | Q |  | Y | 15 | [8 empty] | False | Electrical | 446
1089 | SBJ-Z5-Z5026-Elec 30 | Elec 30 | Elec 30 | Electrical | ELECTRICAL | OTHERS |  | Z5026 | SBJ-Z5-Z5026 |  |  | Z5026 | [5 empty] | 2019-01-01 | 2019 | Q |  | Y | 15 | [8 empty] | False | Electrical | 447
1090 | SBJ-Z5-Z5025-Elec 31 | Elec 31 | Elec 31 | Electrical | ELECTRICAL | OTHERS |  | Z5025 | SBJ-Z5-Z5025 |  |  | Z5025 | [5 empty] | 2019-01-01 | 2019 | Q |  | Y | 15 | [8 empty] | False | Electrical | 448
1091 | SBJ-Z5-Z5024-Elec 32 | Elec 32 | Elec 32 | Electrical | ELECTRICAL | OTHERS |  | Z5024 | SBJ-Z5-Z5024 |  |  | Z5024 | [5 empty] | 2019-01-01 | 2019 | Q |  | Y | 15 | [8 empty] | False | Electrical | 449
1092 | SBJ-Z5-Z5023-Elec 33 | Elec 33 | Elec 33 | Electrical | ELECTRICAL | OTHERS |  | Z5023 | SBJ-Z5-Z5023 |  |  | Z5023 | [5 empty] | 2019-01-01 | 2019 | Q |  | Y | 15 | [8 empty] | False | Electrical | 450
1093 | SBJ-Z5-Z5022-Elec 34 | Elec 34 | Elec 34 | Electrical | ELECTRICAL | OTHERS |  | Z5022 | SBJ-Z5-Z5022 |  |  | Z5022 | [5 empty] | 2019-01-01 | 2019 | Q |  | Y | 15 | [8 empty] | False | Electrical | 451
1094 | SBJ-Z5-Z5021-Elec 35 | Elec 35 | Elec 35 | Electrical | ELECTRICAL | OTHERS |  | Z5021 | SBJ-Z5-Z5021 |  |  | Z5021 | [5 empty] | 2019-01-01 | 2019 | Q |  | Y | 15 | [8 empty] | False | Electrical | 452
1095 | SBJ-Z5-Z5020-Elec 36 | Elec 36 | Elec 36 | Electrical | ELECTRICAL | OTHERS |  | Z5020 | SBJ-Z5-Z5020 |  |  | Z5020 | [5 empty] | 2019-01-01 | 2019 | Q |  | Y | 15 | [8 empty] | False | Electrical | 453
1096 | SBJ-Z5-Z5019-Elec 37 | Elec 37 | Elec 37 | Electrical | ELECTRICAL | OTHERS |  | Z5019 | SBJ-Z5-Z5019 |  |  | Z5019 | [5 empty] | 2019-01-01 | 2019 | Q |  | Y | 15 | [8 empty] | False | Electrical | 454
1097 | SBJ-Z5-Z5018-Elec 38 | Elec 38 | Elec 38 | Electrical | ELECTRICAL | OTHERS |  | Z5018 | SBJ-Z5-Z5018 |  |  | Z5018 | [5 empty] | 2019-01-01 | 2019 | Q |  | Y | 15 | [8 empty] | False | Electrical | 455
1098 | SBJ-Z5-Z5017-Elec 39 | Elec 39 | Elec 39 | Electrical | ELECTRICAL | OTHERS |  | Z5017 | SBJ-Z5-Z5017 |  |  | Z5017 | [5 empty] | 2019-01-01 | 2019 | Q |  | Y | 15 | [8 empty] | False | Electrical | 456
1099 | SBJ-Z5-Z5016-Elec 40 | Elec 40 | Elec 40 | Electrical | ELECTRICAL | OTHERS |  | Z5016 | SBJ-Z5-Z5016 |  |  | Z5016 | [5 empty] | 2019-01-01 | 2019 | Q |  | Y | 15 | [8 empty] | False | Electrical | 457
1100 | SBJ-Z5-Z5015-Elec 41 | Elec 41 | Elec 41 | Electrical | ELECTRICAL | OTHERS |  | Z5015 | SBJ-Z5-Z5015 |  |  | Z5015 | [5 empty] | 2019-01-01 | 2019 | Q |  | Y | 15 | [8 empty] | False | Electrical | 458
1101 | SBJ-Z5-Z5014-Elec 42 | Elec 42 | Elec 42 | Electrical | ELECTRICAL | OTHERS |  | Z5014 | SBJ-Z5-Z5014 |  |  | Z5014 | [5 empty] | 2019-01-01 | 2019 | Q |  | Y | 15 | [8 empty] | False | Electrical | 459
1102 | SBJ-Z5-Z5013-Elec 43 | Elec 43 | Elec 43 | Electrical | ELECTRICAL | OTHERS |  | Z5013 | SBJ-Z5-Z5013 |  |  | Z5013 | [5 empty] | 2019-01-01 | 2019 | Q |  | Y | 15 | [8 empty] | False | Electrical | 460
1103 | SBJ-Z5-Z5012-Elec 44 | Elec 44 | Elec 44 | Electrical | ELECTRICAL | OTHERS |  | Z5012 | SBJ-Z5-Z5012 |  |  | Z5012 | [5 empty] | 2019-01-01 | 2019 | Q |  | Y | 15 | [8 empty] | False | Electrical | 461
1104 | SBJ-Z5-Z5011-Elec 45 | Elec 45 | Elec 45 | Electrical | ELECTRICAL | OTHERS |  | Z5011 | SBJ-Z5-Z5011 |  |  | Z5011 | [5 empty] | 2019-01-01 | 2019 | Q |  | Y | 15 | [8 empty] | False | Electrical | 462
1105 | SBJ-Z5-Z5010-Elec 46 | Elec 46 | Elec 46 | Electrical | ELECTRICAL | OTHERS |  | Z5010 | SBJ-Z5-Z5010 |  |  | Z5010 | [5 empty] | 2019-01-01 | 2019 | Q |  | Y | 15 | [8 empty] | False | Electrical | 463
1106 | SBJ-Z5-Z5009-Elec 47 | Elec 47 | Elec 47 | Electrical | ELECTRICAL | OTHERS |  | Z5009 | SBJ-Z5-Z5009 |  |  | Z5009 | [5 empty] | 2019-01-01 | 2019 | Q |  | Y | 15 | [8 empty] | False | Electrical | 464
1107 | SBJ-Z5-Z5008-Elec 48 | Elec 48 | Elec 48 | Electrical | ELECTRICAL | OTHERS |  | Z5008 | SBJ-Z5-Z5008 |  |  | Z5008 | [5 empty] | 2019-01-01 | 2019 | Q |  | Y | 15 | [8 empty] | False | Electrical | 465
1108 | SBJ-Z5-Z5007-Elec 49 | Elec 49 | Elec 49 | Electrical | ELECTRICAL | OTHERS |  | Z5007 | SBJ-Z5-Z5007 |  |  | Z5007 | [5 empty] | 2019-01-01 | 2019 | Q |  | Y | 15 | [8 empty] | False | Electrical | 466
1109 | SBJ-Z5-Z5006-Elec 50 | Elec 50 | Elec 50 | Electrical | ELECTRICAL | OTHERS |  | Z5006 | SBJ-Z5-Z5006 |  |  | Z5006 | [5 empty] | 2019-01-01 | 2019 | Q |  | Y | 15 | [8 empty] | False | Electrical | 467
1110 | SBJ-Z5-Z5005-Elec 51 | Elec 51 | Elec 51 | Electrical | ELECTRICAL | OTHERS |  | Z5005 | SBJ-Z5-Z5005 |  |  | Z5005 | [5 empty] | 2019-01-01 | 2019 | Q |  | Y | 15 | [8 empty] | False | Electrical | 468
1111 | SBJ-Z5-Z5004-Elec 52 | Elec 52 | Elec 52 | Electrical | ELECTRICAL | OTHERS |  | Z5004 | SBJ-Z5-Z5004 |  |  | Z5004 | [5 empty] | 2019-01-01 | 2019 | Q |  | Y | 15 | [8 empty] | False | Electrical | 469
1112 | SBJ-Z5-Z5003-Elec 53 | Elec 53 | Elec 53 | Electrical | ELECTRICAL | OTHERS |  | Z5003 | SBJ-Z5-Z5003 |  |  | Z5003 | [5 empty] | 2019-01-01 | 2019 | Q |  | Y | 15 | [8 empty] | False | Electrical | 470
1113 | SBJ-Z5-Z5002-Elec 54 | Elec 54 | Elec 54 | Electrical | ELECTRICAL | OTHERS |  | Z5002 | SBJ-Z5-Z5002 |  |  | Z5002 | [5 empty] | 2019-01-01 | 2019 | Q |  | Y | 15 | [8 empty] | False | Electrical | 471
1114 | SBJ-Z5-Z5001-Elec 55 | Elec 55 | Elec 55 | Electrical | ELECTRICAL | OTHERS |  | Z5001 | SBJ-Z5-Z5001 |  |  | Z5001 | [5 empty] | 2019-01-01 | 2019 | Q |  | Y | 15 | [8 empty] | False | Electrical | 472
1115 | SBJ-Z3A-Z3075-6-Elec 56 | Elec 56 | Elec 56 | Electrical | ELECTRICAL | OTHERS |  | Z3075-6 | SBJ-Z3A-Z3075-6 |  |  | Z3075 | [5 empty] | 2019-01-01 | 2019 | Q |  | Y | 15 | [8 empty] | False | Electrical | 473
1116 | SBJ-Z3A-Z3075-5-Elec 57 | Elec 57 | Elec 57 | Electrical | ELECTRICAL | OTHERS |  | Z3075-5 | SBJ-Z3A-Z3075-5 |  |  | Z3075 | [5 empty] | 2019-01-01 | 2019 | Q |  | Y | 15 | [8 empty] | False | Electrical | 474
1117 | SBJ-Z3A-Z3075-4-Elec 58 | Elec 58 | Elec 58 | Electrical | ELECTRICAL | OTHERS |  | Z3075-4 | SBJ-Z3A-Z3075-4 |  |  | Z3075 | [5 empty] | 2019-01-01 | 2019 | Q |  | Y | 15 | [8 empty] | False | Electrical | 475
1118 | SBJ-Z3A-Z3075-3-Elec 59 | Elec 59 | Elec 59 | Electrical | ELECTRICAL | OTHERS |  | Z3075-3 | SBJ-Z3A-Z3075-3 |  |  | Z3075 | [5 empty] | 2019-01-01 | 2019 | Q |  | Y | 15 | [8 empty] | False | Electrical | 476
1119 | SBJ-Z3A-Z3075-2-Elec 60 | Elec 60 | Elec 60 | Electrical | ELECTRICAL | OTHERS |  | Z3075-2 | SBJ-Z3A-Z3075-2 |  |  | Z3075 | [5 empty] | 2019-01-01 | 2019 | Q |  | Y | 15 | [8 empty] | False | Electrical | 477
1120 | SBJ-Z3A-Z3075-1-Elec 61 | Elec 61 | Elec 61 | Electrical | ELECTRICAL | OTHERS |  | Z3075-1 | SBJ-Z3A-Z3075-1 |  |  | Z3075 | [5 empty] | 2019-01-01 | 2019 | Q |  | Y | 15 | [8 empty] | False | Electrical | 478
1121 | SBJ-Z3A-Z3074-6-Elec 62 | Elec 62 | Elec 62 | Electrical | ELECTRICAL | OTHERS |  | Z3074-6 | SBJ-Z3A-Z3074-6 |  |  | Z3074 | [5 empty] | 2019-01-01 | 2019 | Q |  | Y | 15 | [8 empty] | False | Electrical | 479
1122 | SBJ-Z3A-Z3074-5-Elec 63 | Elec 63 | Elec 63 | Electrical | ELECTRICAL | OTHERS |  | Z3074-5 | SBJ-Z3A-Z3074-5 |  |  | Z3074 | [5 empty] | 2019-01-01 | 2019 | Q |  | Y | 15 | [8 empty] | False | Electrical | 480
1123 | SBJ-Z3A-Z3074-4-Elec 64 | Elec 64 | Elec 64 | Electrical | ELECTRICAL | OTHERS |  | Z3074-4 | SBJ-Z3A-Z3074-4 |  |  | Z3074 | [5 empty] | 2019-01-01 | 2019 | Q |  | Y | 15 | [8 empty] | False | Electrical | 481
1124 | SBJ-Z3A-Z3074-3-Elec 65 | Elec 65 | Elec 65 | Electrical | ELECTRICAL | OTHERS |  | Z3074-3 | SBJ-Z3A-Z3074-3 |  |  | Z3074 | [5 empty] | 2019-01-01 | 2019 | Q |  | Y | 15 | [8 empty] | False | Electrical | 482
1125 | SBJ-Z3A-Z3074-2-Elec 66 | Elec 66 | Elec 66 | Electrical | ELECTRICAL | OTHERS |  | Z3074-2 | SBJ-Z3A-Z3074-2 |  |  | Z3074 | [5 empty] | 2019-01-01 | 2019 | Q |  | Y | 15 | [8 empty] | False | Electrical | 483
1126 | SBJ-Z3A-Z3074-1-Elec 67 | Elec 67 | Elec 67 | Electrical | ELECTRICAL | OTHERS |  | Z3074-1 | SBJ-Z3A-Z3074-1 |  |  | Z3074 | [5 empty] | 2019-01-01 | 2019 | Q |  | Y | 15 | [8 empty] | False | Electrical | 484
1127 | SBJ-Z3B-Z3062-6-Elec 68 | Elec 68 | Elec 68 | Electrical | ELECTRICAL | OTHERS |  | Z3062-6 | SBJ-Z3B-Z3062-6 |  |  | Z3062 | [5 empty] | 2019-01-01 | 2019 | Q |  | Y | 15 | [8 empty] | False | Electrical | 485
1128 | SBJ-Z3B-Z3062-5-Elec 69 | Elec 69 | Elec 69 | Electrical | ELECTRICAL | OTHERS |  | Z3062-5 | SBJ-Z3B-Z3062-5 |  |  | Z3062 | [5 empty] | 2019-01-01 | 2019 | Q |  | Y | 15 | [8 empty] | False | Electrical | 486
1129 | SBJ-Z3B-Z3062-4-Elec 70 | Elec 70 | Elec 70 | Electrical | ELECTRICAL | OTHERS |  | Z3062-4 | SBJ-Z3B-Z3062-4 |  |  | Z3062 | [5 empty] | 2019-01-01 | 2019 | Q |  | Y | 15 | [8 empty] | False | Electrical | 487
1130 | SBJ-Z3B-Z3062-3-Elec 71 | Elec 71 | Elec 71 | Electrical | ELECTRICAL | OTHERS |  | Z3062-3 | SBJ-Z3B-Z3062-3 |  |  | Z3062 | [5 empty] | 2019-01-01 | 2019 | Q |  | Y | 15 | [8 empty] | False | Electrical | 488
1131 | SBJ-Z3B-Z3062-2-Elec 72 | Elec 72 | Elec 72 | Electrical | ELECTRICAL | OTHERS |  | Z3062-2 | SBJ-Z3B-Z3062-2 |  |  | Z3062 | [5 empty] | 2019-01-01 | 2019 | Q |  | Y | 15 | [8 empty] | False | Electrical | 489
1132 | SBJ-Z3B-Z3062-1-Elec 73 | Elec 73 | Elec 73 | Electrical | ELECTRICAL | OTHERS |  | Z3062-1 | SBJ-Z3B-Z3062-1 |  |  | Z3062 | [5 empty] | 2019-01-01 | 2019 | Q |  | Y | 15 | [8 empty] | False | Electrical | 490
1133 | SBJ-Z3B-Z3061-6-Elec 74 | Elec 74 | Elec 74 | Electrical | ELECTRICAL | OTHERS |  | Z3061-6 | SBJ-Z3B-Z3061-6 |  |  | Z3061 | [5 empty] | 2019-01-01 | 2019 | Q |  | Y | 15 | [8 empty] | False | Electrical | 491
1134 | SBJ-Z3B-Z3061-5-Elec 75 | Elec 75 | Elec 75 | Electrical | ELECTRICAL | OTHERS |  | Z3061-5 | SBJ-Z3B-Z3061-5 |  |  | Z3061 | [5 empty] | 2019-01-01 | 2019 | Q |  | Y | 15 | [8 empty] | False | Electrical | 492
1135 | SBJ-Z3B-Z3061-4B-Elec 76 | Elec 76 | Elec 76 | Electrical | ELECTRICAL | OTHERS |  | Z3061-4B | SBJ-Z3B-Z3061-4B |  |  | Z3061 | [5 empty] | 2019-01-01 | 2019 | Q |  | Y | 15 | [8 empty] | False | Electrical | 493
1136 | SBJ-Z3B-Z3061-4A-Elec 77 | Elec 77 | Elec 77 | Electrical | ELECTRICAL | OTHERS |  | Z3061-4A | SBJ-Z3B-Z3061-4A |  |  | Z3061 | [5 empty] | 2019-01-01 | 2019 | Q |  | Y | 15 | [8 empty] | False | Electrical | 494
1137 | SBJ-Z3B-Z3061-3B-Elec 78 | Elec 78 | Elec 78 | Electrical | ELECTRICAL | OTHERS |  | Z3061-3B | SBJ-Z3B-Z3061-3B |  |  | Z3061 | [5 empty] | 2019-01-01 | 2019 | Q |  | Y | 15 | [8 empty] | False | Electrical | 495
1138 | SBJ-Z3B-Z3061-3A-Elec 79 | Elec 79 | Elec 79 | Electrical | ELECTRICAL | OTHERS |  | Z3061-3A | SBJ-Z3B-Z3061-3A |  |  | Z3061 | [5 empty] | 2019-01-01 | 2019 | Q |  | Y | 15 | [8 empty] | False | Electrical | 496
1139 | SBJ-Z3B-Z3061-2B-Elec 80 | Elec 80 | Elec 80 | Electrical | ELECTRICAL | OTHERS |  | Z3061-2B | SBJ-Z3B-Z3061-2B |  |  | Z3061 | [5 empty] | 2019-01-01 | 2019 | Q |  | Y | 15 | [8 empty] | False | Electrical | 497
1140 | SBJ-Z3B-Z3061-2A-Elec 81 | Elec 81 | Elec 81 | Electrical | ELECTRICAL | OTHERS |  | Z3061-2A | SBJ-Z3B-Z3061-2A |  |  | Z3061 | [5 empty] | 2019-01-01 | 2019 | Q |  | Y | 15 | [8 empty] | False | Electrical | 498
1141 | SBJ-Z3B-Z3061-1B-Elec 82 | Elec 82 | Elec 82 | Electrical | ELECTRICAL | OTHERS |  | Z3061-1B | SBJ-Z3B-Z3061-1B |  |  | Z3061 | [5 empty] | 2019-01-01 | 2019 | Q |  | Y | 15 | [8 empty] | False | Electrical | 499
1142 | SBJ-Z3B-Z3061-1A-Elec 83 | Elec 83 | Elec 83 | Electrical | ELECTRICAL | OTHERS |  | Z3061-1A | SBJ-Z3B-Z3061-1A |  |  | Z3061 | [5 empty] | 2019-01-01 | 2019 | Q |  | Y | 15 | [8 empty] | False | Electrical | 500
1143 | SBJ-Z3B-Z3060-6-Elec 84 | Elec 84 | Elec 84 | Electrical | ELECTRICAL | OTHERS |  | Z3060-6 | SBJ-Z3B-Z3060-6 |  |  | Z3060 | [5 empty] | 2019-01-01 | 2019 | Q |  | Y | 15 | [8 empty] | False | Electrical | 501
1144 | SBJ-Z3B-Z3060-5-Elec 85 | Elec 85 | Elec 85 | Electrical | ELECTRICAL | OTHERS |  | Z3060-5 | SBJ-Z3B-Z3060-5 |  |  | Z3060 | [5 empty] | 2019-01-01 | 2019 | Q |  | Y | 15 | [8 empty] | False | Electrical | 502
1145 | SBJ-Z3B-Z3060-4B-Elec 86 | Elec 86 | Elec 86 | Electrical | ELECTRICAL | OTHERS |  | Z3060-4B | SBJ-Z3B-Z3060-4B |  |  | Z3060 | [5 empty] | 2019-01-01 | 2019 | Q |  | Y | 15 | [8 empty] | False | Electrical | 503
1146 | SBJ-Z3B-Z3060-4A-Elec 87 | Elec 87 | Elec 87 | Electrical | ELECTRICAL | OTHERS |  | Z3060-4A | SBJ-Z3B-Z3060-4A |  |  | Z3060 | [5 empty] | 2019-01-01 | 2019 | Q |  | Y | 15 | [8 empty] | False | Electrical | 504
1147 | SBJ-Z3B-Z3060-3B-Elec 88 | Elec 88 | Elec 88 | Electrical | ELECTRICAL | OTHERS |  | Z3060-3B | SBJ-Z3B-Z3060-3B |  |  | Z3060 | [5 empty] | 2019-01-01 | 2019 | Q |  | Y | 15 | [8 empty] | False | Electrical | 505
1148 | SBJ-Z3B-Z3060-3A-Elec 89 | Elec 89 | Elec 89 | Electrical | ELECTRICAL | OTHERS |  | Z3060-3A | SBJ-Z3B-Z3060-3A |  |  | Z3060 | [5 empty] | 2019-01-01 | 2019 | Q |  | Y | 15 | [8 empty] | False | Electrical | 506
1149 | SBJ-Z3B-Z3060-2B-Elec 90 | Elec 90 | Elec 90 | Electrical | ELECTRICAL | OTHERS |  | Z3060-2B | SBJ-Z3B-Z3060-2B |  |  | Z3060 | [5 empty] | 2019-01-01 | 2019 | Q |  | Y | 15 | [8 empty] | False | Electrical | 507
1150 | SBJ-Z3B-Z3060-2A-Elec 91 | Elec 91 | Elec 91 | Electrical | ELECTRICAL | OTHERS |  | Z3060-2A | SBJ-Z3B-Z3060-2A |  |  | Z3060 | [5 empty] | 2019-01-01 | 2019 | Q |  | Y | 15 | [8 empty] | False | Electrical | 508
1151 | SBJ-Z3B-Z3060-1B-Elec 92 | Elec 92 | Elec 92 | Electrical | ELECTRICAL | OTHERS |  | Z3060-1B | SBJ-Z3B-Z3060-1B |  |  | Z3060 | [5 empty] | 2019-01-01 | 2019 | Q |  | Y | 15 | [8 empty] | False | Electrical | 509
1152 | SBJ-Z3B-Z3060-1A-Elec 93 | Elec 93 | Elec 93 | Electrical | ELECTRICAL | OTHERS |  | Z3060-1A | SBJ-Z3B-Z3060-1A |  |  | Z3060 | [5 empty] | 2019-01-01 | 2019 | Q |  | Y | 15 | [8 empty] | False | Electrical | 510
1153 | SBJ-Z3B-Z3059-6-Elec 94 | Elec 94 | Elec 94 | Electrical | ELECTRICAL | OTHERS |  | Z3059-6 | SBJ-Z3B-Z3059-6 |  |  | Z3059 | [5 empty] | 2019-01-01 | 2019 | Q |  | Y | 15 | [8 empty] | False | Electrical | 511
1154 | SBJ-Z3B-Z3059-5-Elec 95 | Elec 95 | Elec 95 | Electrical | ELECTRICAL | OTHERS |  | Z3059-5 | SBJ-Z3B-Z3059-5 |  |  | Z3059 | [5 empty] | 2019-01-01 | 2019 | Q |  | Y | 15 | [8 empty] | False | Electrical | 512
1155 | SBJ-Z3B-Z3059-4B-Elec 96 | Elec 96 | Elec 96 | Electrical | ELECTRICAL | OTHERS |  | Z3059-4B | SBJ-Z3B-Z3059-4B |  |  | Z3059 | [5 empty] | 2019-01-01 | 2019 | Q |  | Y | 15 | [8 empty] | False | Electrical | 513
1156 | SBJ-Z3B-Z3059-4A-Elec 97 | Elec 97 | Elec 97 | Electrical | ELECTRICAL | OTHERS |  | Z3059-4A | SBJ-Z3B-Z3059-4A |  |  | Z3059 | [5 empty] | 2019-01-01 | 2019 | Q |  | Y | 15 | [8 empty] | False | Electrical | 514
1157 | SBJ-Z3B-Z3059-3B-Elec 98 | Elec 98 | Elec 98 | Electrical | ELECTRICAL | OTHERS |  | Z3059-3B | SBJ-Z3B-Z3059-3B |  |  | Z3059 | [5 empty] | 2019-01-01 | 2019 | Q |  | Y | 15 | [8 empty] | False | Electrical | 515
1158 | SBJ-Z3B-Z3059-3A-Elec 99 | Elec 99 | Elec 99 | Electrical | ELECTRICAL | OTHERS |  | Z3059-3A | SBJ-Z3B-Z3059-3A |  |  | Z3059 | [5 empty] | 2019-01-01 | 2019 | Q |  | Y | 15 | [8 empty] | False | Electrical | 516
1159 | SBJ-Z3B-Z3059-2B-Elec 100 | Elec 100 | Elec 100 | Electrical | ELECTRICAL | OTHERS |  | Z3059-2B | SBJ-Z3B-Z3059-2B |  |  | Z3059 | [5 empty] | 2019-01-01 | 2019 | Q |  | Y | 15 | [8 empty] | False | Electrical | 517
1160 | SBJ-Z3B-Z3059-2A-Elec 101 | Elec 101 | Elec 101 | Electrical | ELECTRICAL | OTHERS |  | Z3059-2A | SBJ-Z3B-Z3059-2A |  |  | Z3059 | [5 empty] | 2019-01-01 | 2019 | Q |  | Y | 15 | [8 empty] | False | Electrical | 518
1161 | SBJ-Z3B-Z3059-1B-Elec 102 | Elec 102 | Elec 102 | Electrical | ELECTRICAL | OTHERS |  | Z3059-1B | SBJ-Z3B-Z3059-1B |  |  | Z3059 | [5 empty] | 2019-01-01 | 2019 | Q |  | Y | 15 | [8 empty] | False | Electrical | 519
1162 | SBJ-Z3B-Z3059-1A-Elec 103 | Elec 103 | Elec 103 | Electrical | ELECTRICAL | OTHERS |  | Z3059-1A | SBJ-Z3B-Z3059-1A |  |  | Z3059 | [5 empty] | 2019-01-01 | 2019 | Q |  | Y | 15 | [8 empty] | False | Electrical | 520
1163 | SBJ-Z3B-Z3058-6-Elec 104 | Elec 104 | Elec 104 | Electrical | ELECTRICAL | OTHERS |  | Z3058-6 | SBJ-Z3B-Z3058-6 |  |  | Z3058 | [5 empty] | 2019-01-01 | 2019 | Q |  | Y | 15 | [8 empty] | False | Electrical | 521
1164 | SBJ-Z3B-Z3058-5-Elec 105 | Elec 105 | Elec 105 | Electrical | ELECTRICAL | OTHERS |  | Z3058-5 | SBJ-Z3B-Z3058-5 |  |  | Z3058 | [5 empty] | 2019-01-01 | 2019 | Q |  | Y | 15 | [8 empty] | False | Electrical | 522
1165 | SBJ-Z3B-Z3058-4B-Elec 106 | Elec 106 | Elec 106 | Electrical | ELECTRICAL | OTHERS |  | Z3058-4B | SBJ-Z3B-Z3058-4B |  |  | Z3058 | [5 empty] | 2019-01-01 | 2019 | Q |  | Y | 15 | [8 empty] | False | Electrical | 523
1166 | SBJ-Z3B-Z3058-4A-Elec 107 | Elec 107 | Elec 107 | Electrical | ELECTRICAL | OTHERS |  | Z3058-4A | SBJ-Z3B-Z3058-4A |  |  | Z3058 | [5 empty] | 2019-01-01 | 2019 | Q |  | Y | 15 | [8 empty] | False | Electrical | 524
1167 | SBJ-Z3B-Z3058-3B-Elec 108 | Elec 108 | Elec 108 | Electrical | ELECTRICAL | OTHERS |  | Z3058-3B | SBJ-Z3B-Z3058-3B |  |  | Z3058 | [5 empty] | 2019-01-01 | 2019 | Q |  | Y | 15 | [8 empty] | False | Electrical | 525
1168 | SBJ-Z3B-Z3058-3A-Elec 109 | Elec 109 | Elec 109 | Electrical | ELECTRICAL | OTHERS |  | Z3058-3A | SBJ-Z3B-Z3058-3A |  |  | Z3058 | [5 empty] | 2019-01-01 | 2019 | Q |  | Y | 15 | [8 empty] | False | Electrical | 526
1169 | SBJ-Z3B-Z3058-2B-Elec 110 | Elec 110 | Elec 110 | Electrical | ELECTRICAL | OTHERS |  | Z3058-2B | SBJ-Z3B-Z3058-2B |  |  | Z3058 | [5 empty] | 2019-01-01 | 2019 | Q |  | Y | 15 | [8 empty] | False | Electrical | 527
1170 | SBJ-Z3B-Z3058-2A-Elec 111 | Elec 111 | Elec 111 | Electrical | ELECTRICAL | OTHERS |  | Z3058-2A | SBJ-Z3B-Z3058-2A |  |  | Z3058 | [5 empty] | 2019-01-01 | 2019 | Q |  | Y | 15 | [8 empty] | False | Electrical | 528
1171 | SBJ-Z3B-Z3058-1B-Elec 112 | Elec 112 | Elec 112 | Electrical | ELECTRICAL | OTHERS |  | Z3058-1B | SBJ-Z3B-Z3058-1B |  |  | Z3058 | [5 empty] | 2019-01-01 | 2019 | Q |  | Y | 15 | [8 empty] | False | Electrical | 529
1172 | SBJ-Z3B-Z3058-1A-Elec 113 | Elec 113 | Elec 113 | Electrical | ELECTRICAL | OTHERS |  | Z3058-1A | SBJ-Z3B-Z3058-1A |  |  | Z3058 | [5 empty] | 2019-01-01 | 2019 | Q |  | Y | 15 | [8 empty] | False | Electrical | 530
1173 | SBJ-Z3B-Z3057-6-Elec 114 | Elec 114 | Elec 114 | Electrical | ELECTRICAL | OTHERS |  | Z3057-6 | SBJ-Z3B-Z3057-6 |  |  | Z3057 | [5 empty] | 2019-01-01 | 2019 | Q |  | Y | 15 | [8 empty] | False | Electrical | 531
1174 | SBJ-Z3B-Z3057-5-Elec 115 | Elec 115 | Elec 115 | Electrical | ELECTRICAL | OTHERS |  | Z3057-5 | SBJ-Z3B-Z3057-5 |  |  | Z3057 | [5 empty] | 2019-01-01 | 2019 | Q |  | Y | 15 | [8 empty] | False | Electrical | 532
1175 | SBJ-Z3B-Z3057-4B-Elec 116 | Elec 116 | Elec 116 | Electrical | ELECTRICAL | OTHERS |  | Z3057-4B | SBJ-Z3B-Z3057-4B |  |  | Z3057 | [5 empty] | 2019-01-01 | 2019 | Q |  | Y | 15 | [8 empty] | False | Electrical | 533
1176 | SBJ-Z3B-Z3057-4A-Elec 117 | Elec 117 | Elec 117 | Electrical | ELECTRICAL | OTHERS |  | Z3057-4A | SBJ-Z3B-Z3057-4A |  |  | Z3057 | [5 empty] | 2019-01-01 | 2019 | Q |  | Y | 15 | [8 empty] | False | Electrical | 534
1177 | SBJ-Z3B-Z3057-3B-Elec 118 | Elec 118 | Elec 118 | Electrical | ELECTRICAL | OTHERS |  | Z3057-3B | SBJ-Z3B-Z3057-3B |  |  | Z3057 | [5 empty] | 2019-01-01 | 2019 | Q |  | Y | 15 | [8 empty] | False | Electrical | 535
1178 | SBJ-Z3B-Z3057-3A-Elec 119 | Elec 119 | Elec 119 | Electrical | ELECTRICAL | OTHERS |  | Z3057-3A | SBJ-Z3B-Z3057-3A |  |  | Z3057 | [5 empty] | 2019-01-01 | 2019 | Q |  | Y | 15 | [8 empty] | False | Electrical | 536
1179 | SBJ-Z3B-Z3057-2B-Elec 120 | Elec 120 | Elec 120 | Electrical | ELECTRICAL | OTHERS |  | Z3057-2B | SBJ-Z3B-Z3057-2B |  |  | Z3057 | [5 empty] | 2019-01-01 | 2019 | Q |  | Y | 15 | [8 empty] | False | Electrical | 537
1180 | SBJ-Z3B-Z3057-2A-Elec 121 | Elec 121 | Elec 121 | Electrical | ELECTRICAL | OTHERS |  | Z3057-2A | SBJ-Z3B-Z3057-2A |  |  | Z3057 | [5 empty] | 2019-01-01 | 2019 | Q |  | Y | 15 | [8 empty] | False | Electrical | 538
1181 | SBJ-Z3B-Z3057-1B-Elec 122 | Elec 122 | Elec 122 | Electrical | ELECTRICAL | OTHERS |  | Z3057-1B | SBJ-Z3B-Z3057-1B |  |  | Z3057 | [5 empty] | 2019-01-01 | 2019 | Q |  | Y | 15 | [8 empty] | False | Electrical | 539
1182 | SBJ-Z3B-Z3057-1A-Elec 123 | Elec 123 | Elec 123 | Electrical | ELECTRICAL | OTHERS |  | Z3057-1A | SBJ-Z3B-Z3057-1A |  |  | Z3057 | [5 empty] | 2019-01-01 | 2019 | Q |  | Y | 15 | [8 empty] | False | Electrical | 540
1183 | SBJ-Z3B-Z3056-6-Elec 124 | Elec 124 | Elec 124 | Electrical | ELECTRICAL | OTHERS |  | Z3056-6 | SBJ-Z3B-Z3056-6 |  |  | Z3056 | [5 empty] | 2019-01-01 | 2019 | Q |  | Y | 15 | [8 empty] | False | Electrical | 541
1184 | SBJ-Z3B-Z3056-5-Elec 125 | Elec 125 | Elec 125 | Electrical | ELECTRICAL | OTHERS |  | Z3056-5 | SBJ-Z3B-Z3056-5 |  |  | Z3056 | [5 empty] | 2019-01-01 | 2019 | Q |  | Y | 15 | [8 empty] | False | Electrical | 542
1185 | SBJ-Z3B-Z3056-4B-Elec 126 | Elec 126 | Elec 126 | Electrical | ELECTRICAL | OTHERS |  | Z3056-4B | SBJ-Z3B-Z3056-4B |  |  | Z3056 | [5 empty] | 2019-01-01 | 2019 | Q |  | Y | 15 | [8 empty] | False | Electrical | 543
1186 | SBJ-Z3B-Z3056-4A-Elec 127 | Elec 127 | Elec 127 | Electrical | ELECTRICAL | OTHERS |  | Z3056-4A | SBJ-Z3B-Z3056-4A |  |  | Z3056 | [5 empty] | 2019-01-01 | 2019 | Q |  | Y | 15 | [8 empty] | False | Electrical | 544
1187 | SBJ-Z3B-Z3056-3B-Elec 128 | Elec 128 | Elec 128 | Electrical | ELECTRICAL | OTHERS |  | Z3056-3B | SBJ-Z3B-Z3056-3B |  |  | Z3056 | [5 empty] | 2019-01-01 | 2019 | Q |  | Y | 15 | [8 empty] | False | Electrical | 545
1188 | SBJ-Z3B-Z3056-3A-Elec 129 | Elec 129 | Elec 129 | Electrical | ELECTRICAL | OTHERS |  | Z3056-3A | SBJ-Z3B-Z3056-3A |  |  | Z3056 | [5 empty] | 2019-01-01 | 2019 | Q |  | Y | 15 | [8 empty] | False | Electrical | 546
1189 | SBJ-Z3B-Z3056-2B-Elec 130 | Elec 130 | Elec 130 | Electrical | ELECTRICAL | OTHERS |  | Z3056-2B | SBJ-Z3B-Z3056-2B |  |  | Z3056 | [5 empty] | 2019-01-01 | 2019 | Q |  | Y | 15 | [8 empty] | False | Electrical | 547
1190 | SBJ-Z3B-Z3056-2A-Elec 131 | Elec 131 | Elec 131 | Electrical | ELECTRICAL | OTHERS |  | Z3056-2A | SBJ-Z3B-Z3056-2A |  |  | Z3056 | [5 empty] | 2019-01-01 | 2019 | Q |  | Y | 15 | [8 empty] | False | Electrical | 548
1191 | SBJ-Z3B-Z3056-1B-Elec 132 | Elec 132 | Elec 132 | Electrical | ELECTRICAL | OTHERS |  | Z3056-1B | SBJ-Z3B-Z3056-1B |  |  | Z3056 | [5 empty] | 2019-01-01 | 2019 | Q |  | Y | 15 | [8 empty] | False | Electrical | 549
1192 | SBJ-Z3B-Z3056-1A-Elec 133 | Elec 133 | Elec 133 | Electrical | ELECTRICAL | OTHERS |  | Z3056-1A | SBJ-Z3B-Z3056-1A |  |  | Z3056 | [5 empty] | 2019-01-01 | 2019 | Q |  | Y | 15 | [8 empty] | False | Electrical | 550
1193 | SBJ-Z3B-Z3055-6-Elec 134 | Elec 134 | Elec 134 | Electrical | ELECTRICAL | OTHERS |  | Z3055-6 | SBJ-Z3B-Z3055-6 |  |  | Z3055 | [5 empty] | 2019-01-01 | 2019 | Q |  | Y | 15 | [8 empty] | False | Electrical | 551
1194 | SBJ-Z3B-Z3055-5-Elec 135 | Elec 135 | Elec 135 | Electrical | ELECTRICAL | OTHERS |  | Z3055-5 | SBJ-Z3B-Z3055-5 |  |  | Z3055 | [5 empty] | 2019-01-01 | 2019 | Q |  | Y | 15 | [8 empty] | False | Electrical | 552
1195 | SBJ-Z3B-Z3055-4B-Elec 136 | Elec 136 | Elec 136 | Electrical | ELECTRICAL | OTHERS |  | Z3055-4B | SBJ-Z3B-Z3055-4B |  |  | Z3055 | [5 empty] | 2019-01-01 | 2019 | Q |  | Y | 15 | [8 empty] | False | Electrical | 553
1196 | SBJ-Z3B-Z3055-4A-Elec 137 | Elec 137 | Elec 137 | Electrical | ELECTRICAL | OTHERS |  | Z3055-4A | SBJ-Z3B-Z3055-4A |  |  | Z3055 | [5 empty] | 2019-01-01 | 2019 | Q |  | Y | 15 | [8 empty] | False | Electrical | 554
1197 | SBJ-Z3B-Z3055-3B-Elec 138 | Elec 138 | Elec 138 | Electrical | ELECTRICAL | OTHERS |  | Z3055-3B | SBJ-Z3B-Z3055-3B |  |  | Z3055 | [5 empty] | 2019-01-01 | 2019 | Q |  | Y | 15 | [8 empty] | False | Electrical | 555
1198 | SBJ-Z3B-Z3055-3A-Elec 139 | Elec 139 | Elec 139 | Electrical | ELECTRICAL | OTHERS |  | Z3055-3A | SBJ-Z3B-Z3055-3A |  |  | Z3055 | [5 empty] | 2019-01-01 | 2019 | Q |  | Y | 15 | [8 empty] | False | Electrical | 556
1199 | SBJ-Z3B-Z3055-2B-Elec 140 | Elec 140 | Elec 140 | Electrical | ELECTRICAL | OTHERS |  | Z3055-2B | SBJ-Z3B-Z3055-2B |  |  | Z3055 | [5 empty] | 2019-01-01 | 2019 | Q |  | Y | 15 | [8 empty] | False | Electrical | 557
1200 | SBJ-Z3B-Z3055-2A-Elec 141 | Elec 141 | Elec 141 | Electrical | ELECTRICAL | OTHERS |  | Z3055-2A | SBJ-Z3B-Z3055-2A |  |  | Z3055 | [5 empty] | 2019-01-01 | 2019 | Q |  | Y | 15 | [8 empty] | False | Electrical | 558
1201 | SBJ-Z3B-Z3055-1B-Elec 142 | Elec 142 | Elec 142 | Electrical | ELECTRICAL | OTHERS |  | Z3055-1B | SBJ-Z3B-Z3055-1B |  |  | Z3055 | [5 empty] | 2019-01-01 | 2019 | Q |  | Y | 15 | [8 empty] | False | Electrical | 559
1202 | SBJ-Z3B-Z3055-1A-Elec 143 | Elec 143 | Elec 143 | Electrical | ELECTRICAL | OTHERS |  | Z3055-1A | SBJ-Z3B-Z3055-1A |  |  | Z3055 | [5 empty] | 2019-01-01 | 2019 | Q |  | Y | 15 | [8 empty] | False | Electrical | 560
1203 | SBJ-Z3B-Z3054-6-Elec 144 | Elec 144 | Elec 144 | Electrical | ELECTRICAL | OTHERS |  | Z3054-6 | SBJ-Z3B-Z3054-6 |  |  | Z3054 | [5 empty] | 2019-01-01 | 2019 | Q |  | Y | 15 | [8 empty] | False | Electrical | 561
1204 | SBJ-Z3B-Z3054-5-Elec 145 | Elec 145 | Elec 145 | Electrical | ELECTRICAL | OTHERS |  | Z3054-5 | SBJ-Z3B-Z3054-5 |  |  | Z3054 | [5 empty] | 2019-01-01 | 2019 | Q |  | Y | 15 | [8 empty] | False | Electrical | 562
1205 | SBJ-Z3B-Z3054-4B-Elec 146 | Elec 146 | Elec 146 | Electrical | ELECTRICAL | OTHERS |  | Z3054-4B | SBJ-Z3B-Z3054-4B |  |  | Z3054 | [5 empty] | 2019-01-01 | 2019 | Q |  | Y | 15 | [8 empty] | False | Electrical | 563
1206 | SBJ-Z3B-Z3054-4A-Elec 147 | Elec 147 | Elec 147 | Electrical | ELECTRICAL | OTHERS |  | Z3054-4A | SBJ-Z3B-Z3054-4A |  |  | Z3054 | [5 empty] | 2019-01-01 | 2019 | Q |  | Y | 15 | [8 empty] | False | Electrical | 564
1207 | SBJ-Z3B-Z3054-3B-Elec 148 | Elec 148 | Elec 148 | Electrical | ELECTRICAL | OTHERS |  | Z3054-3B | SBJ-Z3B-Z3054-3B |  |  | Z3054 | [5 empty] | 2019-01-01 | 2019 | Q |  | Y | 15 | [8 empty] | False | Electrical | 565
1208 | SBJ-Z3B-Z3054-3A-Elec 149 | Elec 149 | Elec 149 | Electrical | ELECTRICAL | OTHERS |  | Z3054-3A | SBJ-Z3B-Z3054-3A |  |  | Z3054 | [5 empty] | 2019-01-01 | 2019 | Q |  | Y | 15 | [8 empty] | False | Electrical | 566
1209 | SBJ-Z3B-Z3054-2B-Elec 150 | Elec 150 | Elec 150 | Electrical | ELECTRICAL | OTHERS |  | Z3054-2B | SBJ-Z3B-Z3054-2B |  |  | Z3054 | [5 empty] | 2019-01-01 | 2019 | Q |  | Y | 15 | [8 empty] | False | Electrical | 567
1210 | SBJ-Z3B-Z3054-2A-Elec 151 | Elec 151 | Elec 151 | Electrical | ELECTRICAL | OTHERS |  | Z3054-2A | SBJ-Z3B-Z3054-2A |  |  | Z3054 | [5 empty] | 2019-01-01 | 2019 | Q |  | Y | 15 | [8 empty] | False | Electrical | 568
1211 | SBJ-Z3B-Z3054-1B-Elec 152 | Elec 152 | Elec 152 | Electrical | ELECTRICAL | OTHERS |  | Z3054-1B | SBJ-Z3B-Z3054-1B |  |  | Z3054 | [5 empty] | 2019-01-01 | 2019 | Q |  | Y | 15 | [8 empty] | False | Electrical | 569
1212 | SBJ-Z3B-Z3054-1A-Elec 153 | Elec 153 | Elec 153 | Electrical | ELECTRICAL | OTHERS |  | Z3054-1A | SBJ-Z3B-Z3054-1A |  |  | Z3054 | [5 empty] | 2019-01-01 | 2019 | Q |  | Y | 15 | [8 empty] | False | Electrical | 570
1213 | SBJ-Z3B-Z3053-6-Elec 154 | Elec 154 | Elec 154 | Electrical | ELECTRICAL | OTHERS |  | Z3053-6 | SBJ-Z3B-Z3053-6 |  |  | Z3053 | [5 empty] | 2019-01-01 | 2019 | Q |  | Y | 15 | [8 empty] | False | Electrical | 571
1214 | SBJ-Z3B-Z3053-5-Elec 155 | Elec 155 | Elec 155 | Electrical | ELECTRICAL | OTHERS |  | Z3053-5 | SBJ-Z3B-Z3053-5 |  |  | Z3053 | [5 empty] | 2019-01-01 | 2019 | Q |  | Y | 15 | [8 empty] | False | Electrical | 572
1215 | SBJ-Z3B-Z3053-4B-Elec 156 | Elec 156 | Elec 156 | Electrical | ELECTRICAL | OTHERS |  | Z3053-4B | SBJ-Z3B-Z3053-4B |  |  | Z3053 | [5 empty] | 2019-01-01 | 2019 | Q |  | Y | 15 | [8 empty] | False | Electrical | 573
1216 | SBJ-Z3B-Z3053-4A-Elec 157 | Elec 157 | Elec 157 | Electrical | ELECTRICAL | OTHERS |  | Z3053-4A | SBJ-Z3B-Z3053-4A |  |  | Z3053 | [5 empty] | 2019-01-01 | 2019 | Q |  | Y | 15 | [8 empty] | False | Electrical | 574
1217 | SBJ-Z3B-Z3053-3B-Elec 158 | Elec 158 | Elec 158 | Electrical | ELECTRICAL | OTHERS |  | Z3053-3B | SBJ-Z3B-Z3053-3B |  |  | Z3053 | [5 empty] | 2019-01-01 | 2019 | Q |  | Y | 15 | [8 empty] | False | Electrical | 575
1218 | SBJ-Z3B-Z3053-3A-Elec 159 | Elec 159 | Elec 159 | Electrical | ELECTRICAL | OTHERS |  | Z3053-3A | SBJ-Z3B-Z3053-3A |  |  | Z3053 | [5 empty] | 2019-01-01 | 2019 | Q |  | Y | 15 | [8 empty] | False | Electrical | 576
1219 | SBJ-Z3B-Z3053-2B-Elec 160 | Elec 160 | Elec 160 | Electrical | ELECTRICAL | OTHERS |  | Z3053-2B | SBJ-Z3B-Z3053-2B |  |  | Z3053 | [5 empty] | 2019-01-01 | 2019 | Q |  | Y | 15 | [8 empty] | False | Electrical | 577
1220 | SBJ-Z3B-Z3053-2A-Elec 161 | Elec 161 | Elec 161 | Electrical | ELECTRICAL | OTHERS |  | Z3053-2A | SBJ-Z3B-Z3053-2A |  |  | Z3053 | [5 empty] | 2019-01-01 | 2019 | Q |  | Y | 15 | [8 empty] | False | Electrical | 578
1221 | SBJ-Z3B-Z3053-1B-Elec 162 | Elec 162 | Elec 162 | Electrical | ELECTRICAL | OTHERS |  | Z3053-1B | SBJ-Z3B-Z3053-1B |  |  | Z3053 | [5 empty] | 2019-01-01 | 2019 | Q |  | Y | 15 | [8 empty] | False | Electrical | 579
1222 | SBJ-Z3B-Z3053-1A-Elec 163 | Elec 163 | Elec 163 | Electrical | ELECTRICAL | OTHERS |  | Z3053-1A | SBJ-Z3B-Z3053-1A |  |  | Z3053 | [5 empty] | 2019-01-01 | 2019 | Q |  | Y | 15 | [8 empty] | False | Electrical | 580
1223 | SBJ-Z3B-Z3052-6-Elec 164 | Elec 164 | Elec 164 | Electrical | ELECTRICAL | OTHERS |  | Z3052-6 | SBJ-Z3B-Z3052-6 |  |  | Z3052 | [5 empty] | 2019-01-01 | 2019 | Q |  | Y | 15 | [8 empty] | False | Electrical | 581
1224 | SBJ-Z3B-Z3052-5-Elec 165 | Elec 165 | Elec 165 | Electrical | ELECTRICAL | OTHERS |  | Z3052-5 | SBJ-Z3B-Z3052-5 |  |  | Z3052 | [5 empty] | 2019-01-01 | 2019 | Q |  | Y | 15 | [8 empty] | False | Electrical | 582
1225 | SBJ-Z3B-Z3052-4-Elec 166 | Elec 166 | Elec 166 | Electrical | ELECTRICAL | OTHERS |  | Z3052-4 | SBJ-Z3B-Z3052-4 |  |  | Z3052 | [5 empty] | 2019-01-01 | 2019 | Q |  | Y | 15 | [8 empty] | False | Electrical | 583
1226 | SBJ-Z3B-Z3052-3-Elec 167 | Elec 167 | Elec 167 | Electrical | ELECTRICAL | OTHERS |  | Z3052-3 | SBJ-Z3B-Z3052-3 |  |  | Z3052 | [5 empty] | 2019-01-01 | 2019 | Q |  | Y | 15 | [8 empty] | False | Electrical | 584
1227 | SBJ-Z3B-Z3052-2-Elec 168 | Elec 168 | Elec 168 | Electrical | ELECTRICAL | OTHERS |  | Z3052-2 | SBJ-Z3B-Z3052-2 |  |  | Z3052 | [5 empty] | 2019-01-01 | 2019 | Q |  | Y | 15 | [8 empty] | False | Electrical | 585
1228 | SBJ-Z3B-Z3052-1-Elec 169 | Elec 169 | Elec 169 | Electrical | ELECTRICAL | OTHERS |  | Z3052-1 | SBJ-Z3B-Z3052-1 |  |  | Z3052 | [5 empty] | 2019-01-01 | 2019 | Q |  | Y | 15 | [8 empty] | False | Electrical | 586
1229 | SBJ-Z3A-Z3051-6-Elec 170 | Elec 170 | Elec 170 | Electrical | ELECTRICAL | OTHERS |  | Z3051-6 | SBJ-Z3A-Z3051-6 |  |  | Z3051 | [5 empty] | 2019-01-01 | 2019 | Q |  | Y | 15 | [8 empty] | False | Electrical | 587
1230 | SBJ-Z3A-Z3051-5-Elec 171 | Elec 171 | Elec 171 | Electrical | ELECTRICAL | OTHERS |  | Z3051-5 | SBJ-Z3A-Z3051-5 |  |  | Z3051 | [5 empty] | 2019-01-01 | 2019 | Q |  | Y | 15 | [8 empty] | False | Electrical | 588
1231 | SBJ-Z3A-Z3051-4-Elec 172 | Elec 172 | Elec 172 | Electrical | ELECTRICAL | OTHERS |  | Z3051-4 | SBJ-Z3A-Z3051-4 |  |  | Z3051 | [5 empty] | 2019-01-01 | 2019 | Q |  | Y | 15 | [8 empty] | False | Electrical | 589
1232 | SBJ-Z3A-Z3051-3-Elec 173 | Elec 173 | Elec 173 | Electrical | ELECTRICAL | OTHERS |  | Z3051-3 | SBJ-Z3A-Z3051-3 |  |  | Z3051 | [5 empty] | 2019-01-01 | 2019 | Q |  | Y | 15 | [8 empty] | False | Electrical | 590
1233 | SBJ-Z3A-Z3051-2-Elec 174 | Elec 174 | Elec 174 | Electrical | ELECTRICAL | OTHERS |  | Z3051-2 | SBJ-Z3A-Z3051-2 |  |  | Z3051 | [5 empty] | 2019-01-01 | 2019 | Q |  | Y | 15 | [8 empty] | False | Electrical | 591
1234 | SBJ-Z3A-Z3051-1-Elec 175 | Elec 175 | Elec 175 | Electrical | ELECTRICAL | OTHERS |  | Z3051-1 | SBJ-Z3A-Z3051-1 |  |  | Z3051 | [5 empty] | 2019-01-01 | 2019 | Q |  | Y | 15 | [8 empty] | False | Electrical | 592
1235 | SBJ-Z3A-Z3050-6-Elec 176 | Elec 176 | Elec 176 | Electrical | ELECTRICAL | OTHERS |  | Z3050-6 | SBJ-Z3A-Z3050-6 |  |  | Z3050 | [5 empty] | 2019-01-01 | 2019 | Q |  | Y | 15 | [8 empty] | False | Electrical | 593
1236 | SBJ-Z3A-Z3050-5-Elec 177 | Elec 177 | Elec 177 | Electrical | ELECTRICAL | OTHERS |  | Z3050-5 | SBJ-Z3A-Z3050-5 |  |  | Z3050 | [5 empty] | 2019-01-01 | 2019 | Q |  | Y | 15 | [8 empty] | False | Electrical | 594
1237 | SBJ-Z3A-Z3050-4-Elec 178 | Elec 178 | Elec 178 | Electrical | ELECTRICAL | OTHERS |  | Z3050-4 | SBJ-Z3A-Z3050-4 |  |  | Z3050 | [5 empty] | 2019-01-01 | 2019 | Q |  | Y | 15 | [8 empty] | False | Electrical | 595
1238 | SBJ-Z3A-Z3050-3-Elec 179 | Elec 179 | Elec 179 | Electrical | ELECTRICAL | OTHERS |  | Z3050-3 | SBJ-Z3A-Z3050-3 |  |  | Z3050 | [5 empty] | 2019-01-01 | 2019 | Q |  | Y | 15 | [8 empty] | False | Electrical | 596
1239 | SBJ-Z3A-Z3050-2-Elec 180 | Elec 180 | Elec 180 | Electrical | ELECTRICAL | OTHERS |  | Z3050-2 | SBJ-Z3A-Z3050-2 |  |  | Z3050 | [5 empty] | 2019-01-01 | 2019 | Q |  | Y | 15 | [8 empty] | False | Electrical | 597
1240 | SBJ-Z3A-Z3050-1-Elec 181 | Elec 181 | Elec 181 | Electrical | ELECTRICAL | OTHERS |  | Z3050-1 | SBJ-Z3A-Z3050-1 |  |  | Z3050 | [5 empty] | 2019-01-01 | 2019 | Q |  | Y | 15 | [8 empty] | False | Electrical | 598
1241 | SBJ-Z3A-Z3049-6-Elec 182 | Elec 182 | Elec 182 | Electrical | ELECTRICAL | OTHERS |  | Z3049-6 | SBJ-Z3A-Z3049-6 |  |  | Z3049 | [5 empty] | 2019-01-01 | 2019 | Q |  | Y | 15 | [8 empty] | False | Electrical | 599
1242 | SBJ-Z3A-Z3049-5-Elec 183 | Elec 183 | Elec 183 | Electrical | ELECTRICAL | OTHERS |  | Z3049-5 | SBJ-Z3A-Z3049-5 |  |  | Z3049 | [5 empty] | 2019-01-01 | 2019 | Q |  | Y | 15 | [8 empty] | False | Electrical | 600
1243 | SBJ-Z3A-Z3049-4-Elec 184 | Elec 184 | Elec 184 | Electrical | ELECTRICAL | OTHERS |  | Z3049-4 | SBJ-Z3A-Z3049-4 |  |  | Z3049 | [5 empty] | 2019-01-01 | 2019 | Q |  | Y | 15 | [8 empty] | False | Electrical | 601
1244 | SBJ-Z3A-Z3049-3-Elec 185 | Elec 185 | Elec 185 | Electrical | ELECTRICAL | OTHERS |  | Z3049-3 | SBJ-Z3A-Z3049-3 |  |  | Z3049 | [5 empty] | 2019-01-01 | 2019 | Q |  | Y | 15 | [8 empty] | False | Electrical | 602
1245 | SBJ-Z3A-Z3049-2-Elec 186 | Elec 186 | Elec 186 | Electrical | ELECTRICAL | OTHERS |  | Z3049-2 | SBJ-Z3A-Z3049-2 |  |  | Z3049 | [5 empty] | 2019-01-01 | 2019 | Q |  | Y | 15 | [8 empty] | False | Electrical | 603
1246 | SBJ-Z3A-Z3049-1-Elec 187 | Elec 187 | Elec 187 | Electrical | ELECTRICAL | OTHERS |  | Z3049-1 | SBJ-Z3A-Z3049-1 |  |  | Z3049 | [5 empty] | 2019-01-01 | 2019 | Q |  | Y | 15 | [8 empty] | False | Electrical | 604
1247 | SBJ-Z3A-Z3048-6-Elec 188 | Elec 188 | Elec 188 | Electrical | ELECTRICAL | OTHERS |  | Z3048-6 | SBJ-Z3A-Z3048-6 |  |  | Z3048 | [5 empty] | 2019-01-01 | 2019 | Q |  | Y | 15 | [8 empty] | False | Electrical | 605
1248 | SBJ-Z3A-Z3048-5-Elec 189 | Elec 189 | Elec 189 | Electrical | ELECTRICAL | OTHERS |  | Z3048-5 | SBJ-Z3A-Z3048-5 |  |  | Z3048 | [5 empty] | 2019-01-01 | 2019 | Q |  | Y | 15 | [8 empty] | False | Electrical | 606
1249 | SBJ-Z3A-Z3048-4-Elec 190 | Elec 190 | Elec 190 | Electrical | ELECTRICAL | OTHERS |  | Z3048-4 | SBJ-Z3A-Z3048-4 |  |  | Z3048 | [5 empty] | 2019-01-01 | 2019 | Q |  | Y | 15 | [8 empty] | False | Electrical | 607
1250 | SBJ-Z3A-Z3048-3-Elec 191 | Elec 191 | Elec 191 | Electrical | ELECTRICAL | OTHERS |  | Z3048-3 | SBJ-Z3A-Z3048-3 |  |  | Z3048 | [5 empty] | 2019-01-01 | 2019 | Q |  | Y | 15 | [8 empty] | False | Electrical | 608
1251 | SBJ-Z3A-Z3048-2-Elec 192 | Elec 192 | Elec 192 | Electrical | ELECTRICAL | OTHERS |  | Z3048-2 | SBJ-Z3A-Z3048-2 |  |  | Z3048 | [5 empty] | 2019-01-01 | 2019 | Q |  | Y | 15 | [8 empty] | False | Electrical | 609
1252 | SBJ-Z3A-Z3048-1-Elec 193 | Elec 193 | Elec 193 | Electrical | ELECTRICAL | OTHERS |  | Z3048-1 | SBJ-Z3A-Z3048-1 |  |  | Z3048 | [5 empty] | 2019-01-01 | 2019 | Q |  | Y | 15 | [8 empty] | False | Electrical | 610
1253 | SBJ-Z3A-Z3047-6-Elec 194 | Elec 194 | Elec 194 | Electrical | ELECTRICAL | OTHERS |  | Z3047-6 | SBJ-Z3A-Z3047-6 |  |  | Z3047 | [5 empty] | 2019-01-01 | 2019 | Q |  | Y | 15 | [8 empty] | False | Electrical | 611
1254 | SBJ-Z3A-Z3047-5-Elec 195 | Elec 195 | Elec 195 | Electrical | ELECTRICAL | OTHERS |  | Z3047-5 | SBJ-Z3A-Z3047-5 |  |  | Z3047 | [5 empty] | 2019-01-01 | 2019 | Q |  | Y | 15 | [8 empty] | False | Electrical | 612
1255 | SBJ-Z3A-Z3047-4-Elec 196 | Elec 196 | Elec 196 | Electrical | ELECTRICAL | OTHERS |  | Z3047-4 | SBJ-Z3A-Z3047-4 |  |  | Z3047 | [5 empty] | 2019-01-01 | 2019 | Q |  | Y | 15 | [8 empty] | False | Electrical | 613
1256 | SBJ-Z3A-Z3047-3-Elec 197 | Elec 197 | Elec 197 | Electrical | ELECTRICAL | OTHERS |  | Z3047-3 | SBJ-Z3A-Z3047-3 |  |  | Z3047 | [5 empty] | 2019-01-01 | 2019 | Q |  | Y | 15 | [8 empty] | False | Electrical | 614
1257 | SBJ-Z3A-Z3047-2-Elec 198 | Elec 198 | Elec 198 | Electrical | ELECTRICAL | OTHERS |  | Z3047-2 | SBJ-Z3A-Z3047-2 |  |  | Z3047 | [5 empty] | 2019-01-01 | 2019 | Q |  | Y | 15 | [8 empty] | False | Electrical | 615
1258 | SBJ-Z3A-Z3047-1-Elec 199 | Elec 199 | Elec 199 | Electrical | ELECTRICAL | OTHERS |  | Z3047-1 | SBJ-Z3A-Z3047-1 |  |  | Z3047 | [5 empty] | 2019-01-01 | 2019 | Q |  | Y | 15 | [8 empty] | False | Electrical | 616
1259 | SBJ-Z3A-Z3046-6-Elec 200 | Elec 200 | Elec 200 | Electrical | ELECTRICAL | OTHERS |  | Z3046-6 | SBJ-Z3A-Z3046-6 |  |  | Z3046 | [5 empty] | 2019-01-01 | 2019 | Q |  | Y | 15 | [8 empty] | False | Electrical | 617
1260 | SBJ-Z3A-Z3046-5-Elec 201 | Elec 201 | Elec 201 | Electrical | ELECTRICAL | OTHERS |  | Z3046-5 | SBJ-Z3A-Z3046-5 |  |  | Z3046 | [5 empty] | 2019-01-01 | 2019 | Q |  | Y | 15 | [8 empty] | False | Electrical | 618
1261 | SBJ-Z3A-Z3046-4-Elec 202 | Elec 202 | Elec 202 | Electrical | ELECTRICAL | OTHERS |  | Z3046-4 | SBJ-Z3A-Z3046-4 |  |  | Z3046 | [5 empty] | 2019-01-01 | 2019 | Q |  | Y | 15 | [8 empty] | False | Electrical | 619
1262 | SBJ-Z3A-Z3046-3-Elec 203 | Elec 203 | Elec 203 | Electrical | ELECTRICAL | OTHERS |  | Z3046-3 | SBJ-Z3A-Z3046-3 |  |  | Z3046 | [5 empty] | 2019-01-01 | 2019 | Q |  | Y | 15 | [8 empty] | False | Electrical | 620
1263 | SBJ-Z3A-Z3046-2-Elec 204 | Elec 204 | Elec 204 | Electrical | ELECTRICAL | OTHERS |  | Z3046-2 | SBJ-Z3A-Z3046-2 |  |  | Z3046 | [5 empty] | 2019-01-01 | 2019 | Q |  | Y | 15 | [8 empty] | False | Electrical | 621
1264 | SBJ-Z3A-Z3046-1-Elec 205 | Elec 205 | Elec 205 | Electrical | ELECTRICAL | OTHERS |  | Z3046-1 | SBJ-Z3A-Z3046-1 |  |  | Z3046 | [5 empty] | 2019-01-01 | 2019 | Q |  | Y | 15 | [8 empty] | False | Electrical | 622
1265 | SBJ-Z3A-Z3045-6-Elec 206 | Elec 206 | Elec 206 | Electrical | ELECTRICAL | OTHERS |  | Z3045-6 | SBJ-Z3A-Z3045-6 |  |  | Z3045 | [5 empty] | 2019-01-01 | 2019 | Q |  | Y | 15 | [8 empty] | False | Electrical | 623
1266 | SBJ-Z3A-Z3045-5-Elec 207 | Elec 207 | Elec 207 | Electrical | ELECTRICAL | OTHERS |  | Z3045-5 | SBJ-Z3A-Z3045-5 |  |  | Z3045 | [5 empty] | 2019-01-01 | 2019 | Q |  | Y | 15 | [8 empty] | False | Electrical | 624
1267 | SBJ-Z3A-Z3045-4-Elec 208 | Elec 208 | Elec 208 | Electrical | ELECTRICAL | OTHERS |  | Z3045-4 | SBJ-Z3A-Z3045-4 |  |  | Z3045 | [5 empty] | 2019-01-01 | 2019 | Q |  | Y | 15 | [8 empty] | False | Electrical | 625
1268 | SBJ-Z3A-Z3045-3-Elec 209 | Elec 209 | Elec 209 | Electrical | ELECTRICAL | OTHERS |  | Z3045-3 | SBJ-Z3A-Z3045-3 |  |  | Z3045 | [5 empty] | 2019-01-01 | 2019 | Q |  | Y | 15 | [8 empty] | False | Electrical | 626
1269 | SBJ-Z3A-Z3045-2-Elec 210 | Elec 210 | Elec 210 | Electrical | ELECTRICAL | OTHERS |  | Z3045-2 | SBJ-Z3A-Z3045-2 |  |  | Z3045 | [5 empty] | 2019-01-01 | 2019 | Q |  | Y | 15 | [8 empty] | False | Electrical | 627
1270 | SBJ-Z3A-Z3045-1-Elec 211 | Elec 211 | Elec 211 | Electrical | ELECTRICAL | OTHERS |  | Z3045-1 | SBJ-Z3A-Z3045-1 |  |  | Z3045 | [5 empty] | 2019-01-01 | 2019 | Q |  | Y | 15 | [8 empty] | False | Electrical | 628
1271 | SBJ-Z3A-Z3044-6-Elec 212 | Elec 212 | Elec 212 | Electrical | ELECTRICAL | OTHERS |  | Z3044-6 | SBJ-Z3A-Z3044-6 |  |  | Z3044 | [5 empty] | 2019-01-01 | 2019 | Q |  | Y | 15 | [8 empty] | False | Electrical | 629
1272 | SBJ-Z3A-Z3044-5-Elec 213 | Elec 213 | Elec 213 | Electrical | ELECTRICAL | OTHERS |  | Z3044-5 | SBJ-Z3A-Z3044-5 |  |  | Z3044 | [5 empty] | 2019-01-01 | 2019 | Q |  | Y | 15 | [8 empty] | False | Electrical | 630
1273 | SBJ-Z3A-Z3044-4-Elec 214 | Elec 214 | Elec 214 | Electrical | ELECTRICAL | OTHERS |  | Z3044-4 | SBJ-Z3A-Z3044-4 |  |  | Z3044 | [5 empty] | 2019-01-01 | 2019 | Q |  | Y | 15 | [8 empty] | False | Electrical | 631
1274 | SBJ-Z3A-Z3044-3-Elec 215 | Elec 215 | Elec 215 | Electrical | ELECTRICAL | OTHERS |  | Z3044-3 | SBJ-Z3A-Z3044-3 |  |  | Z3044 | [5 empty] | 2019-01-01 | 2019 | Q |  | Y | 15 | [8 empty] | False | Electrical | 632
1275 | SBJ-Z3A-Z3044-2-Elec 216 | Elec 216 | Elec 216 | Electrical | ELECTRICAL | OTHERS |  | Z3044-2 | SBJ-Z3A-Z3044-2 |  |  | Z3044 | [5 empty] | 2019-01-01 | 2019 | Q |  | Y | 15 | [8 empty] | False | Electrical | 633
1276 | SBJ-Z3A-Z3044-1-Elec 217 | Elec 217 | Elec 217 | Electrical | ELECTRICAL | OTHERS |  | Z3044-1 | SBJ-Z3A-Z3044-1 |  |  | Z3044 | [5 empty] | 2019-01-01 | 2019 | Q |  | Y | 15 | [8 empty] | False | Electrical | 634
1277 | SBJ-Z3A-Z3043-Elec 218 | Elec 218 | Elec 218 | Electrical | ELECTRICAL | OTHERS |  | Z3043 | SBJ-Z3A-Z3043 |  |  | Z3043 | [5 empty] | 2019-01-01 | 2019 | Q |  | Y | 15 | [8 empty] | False | Electrical | 635
1278 | SBJ-Z3A-Z3042-Elec 219 | Elec 219 | Elec 219 | Electrical | ELECTRICAL | OTHERS |  | Z3042 | SBJ-Z3A-Z3042 |  |  | Z3042 | [5 empty] | 2019-01-01 | 2019 | Q |  | Y | 15 | [8 empty] | False | Electrical | 636
1279 | SBJ-Z3A-Z3041-Elec 220 | Elec 220 | Elec 220 | Electrical | ELECTRICAL | OTHERS |  | Z3041 | SBJ-Z3A-Z3041 |  |  | Z3041 | [5 empty] | 2019-01-01 | 2019 | Q |  | Y | 15 | [8 empty] | False | Electrical | 637
1280 | SBJ-Z3A-Z3040-Elec 221 | Elec 221 | Elec 221 | Electrical | ELECTRICAL | OTHERS |  | Z3040 | SBJ-Z3A-Z3040 |  |  | Z3040 | [5 empty] | 2019-01-01 | 2019 | Q |  | Y | 15 | [8 empty] | False | Electrical | 638
1281 | SBJ-Z3A-Z3039-Elec 222 | Elec 222 | Elec 222 | Electrical | ELECTRICAL | OTHERS |  | Z3039 | SBJ-Z3A-Z3039 |  |  | Z3039 | [5 empty] | 2019-01-01 | 2019 | Q |  | Y | 15 | [8 empty] | False | Electrical | 639
1282 | SBJ-Z3A-Z3038-Elec 223 | Elec 223 | Elec 223 | Electrical | ELECTRICAL | OTHERS |  | Z3038 | SBJ-Z3A-Z3038 |  |  | Z3038 | [5 empty] | 2019-01-01 | 2019 | Q |  | Y | 15 | [8 empty] | False | Electrical | 640
1283 | SBJ-Z3A-Z3037-Elec 224 | Elec 224 | Elec 224 | Electrical | ELECTRICAL | OTHERS |  | Z3037 | SBJ-Z3A-Z3037 |  |  | Z3037 | [5 empty] | 2019-01-01 | 2019 | Q |  | Y | 15 | [8 empty] | False | Electrical | 641
1284 | SBJ-Z3A-Z3036-Elec 225 | Elec 225 | Elec 225 | Electrical | ELECTRICAL | OTHERS |  | Z3036 | SBJ-Z3A-Z3036 |  |  | Z3036 | [5 empty] | 2019-01-01 | 2019 | Q |  | Y | 15 | [8 empty] | False | Electrical | 642
1285 | SBJ-Z3A-Z3035-Elec 226 | Elec 226 | Elec 226 | Electrical | ELECTRICAL | OTHERS |  | Z3035 | SBJ-Z3A-Z3035 |  |  | Z3035 | [5 empty] | 2019-01-01 | 2019 | Q |  | Y | 15 | [8 empty] | False | Electrical | 643
1286 | SBJ-Z3A-Z3034-Elec 227 | Elec 227 | Elec 227 | Electrical | ELECTRICAL | OTHERS |  | Z3034 | SBJ-Z3A-Z3034 |  |  | Z3034 | [5 empty] | 2019-01-01 | 2019 | Q |  | Y | 15 | [8 empty] | False | Electrical | 644
1287 | SBJ-Z3A-Z3033-Elec 228 | Elec 228 | Elec 228 | Electrical | ELECTRICAL | OTHERS |  | Z3033 | SBJ-Z3A-Z3033 |  |  | Z3033 | [5 empty] | 2019-01-01 | 2019 | Q |  | Y | 15 | [8 empty] | False | Electrical | 645
1288 | SBJ-Z3A-Z3032-Elec 229 | Elec 229 | Elec 229 | Electrical | ELECTRICAL | OTHERS |  | Z3032 | SBJ-Z3A-Z3032 |  |  | Z3032 | [5 empty] | 2019-01-01 | 2019 | Q |  | Y | 15 | [8 empty] | False | Electrical | 646
1289 | SBJ-Z3A-Z3031-Elec 230 | Elec 230 | Elec 230 | Electrical | ELECTRICAL | OTHERS |  | Z3031 | SBJ-Z3A-Z3031 |  |  | Z3031 | [5 empty] | 2019-01-01 | 2019 | Q |  | Y | 15 | [8 empty] | False | Electrical | 647
1290 | SBJ-Z3A-Z3030-Elec 231 | Elec 231 | Elec 231 | Electrical | ELECTRICAL | OTHERS |  | Z3030 | SBJ-Z3A-Z3030 |  |  | Z3030 | [5 empty] | 2019-01-01 | 2019 | Q |  | Y | 15 | [8 empty] | False | Electrical | 648
1291 | SBJ-Z3A-Z3029-Elec 232 | Elec 232 | Elec 232 | Electrical | ELECTRICAL | OTHERS |  | Z3029 | SBJ-Z3A-Z3029 |  |  | Z3029 | [5 empty] | 2019-01-01 | 2019 | Q |  | Y | 15 | [8 empty] | False | Electrical | 649
1292 | SBJ-Z3A-Z3028-Elec 233 | Elec 233 | Elec 233 | Electrical | ELECTRICAL | OTHERS |  | Z3028 | SBJ-Z3A-Z3028 |  |  | Z3028 | [5 empty] | 2019-01-01 | 2019 | Q |  | Y | 15 | [8 empty] | False | Electrical | 650
1293 | SBJ-Z3A-Z3027-Elec 234 | Elec 234 | Elec 234 | Electrical | ELECTRICAL | OTHERS |  | Z3027 | SBJ-Z3A-Z3027 |  |  | Z3027 | [5 empty] | 2019-01-01 | 2019 | Q |  | Y | 15 | [8 empty] | False | Electrical | 651
1294 | SBJ-Z3A-Z3026-Elec 235 | Elec 235 | Elec 235 | Electrical | ELECTRICAL | OTHERS |  | Z3026 | SBJ-Z3A-Z3026 |  |  | Z3026 | [5 empty] | 2019-01-01 | 2019 | Q |  | Y | 15 | [8 empty] | False | Electrical | 652
1295 | SBJ-Z3A-Z3025-Elec 236 | Elec 236 | Elec 236 | Electrical | ELECTRICAL | OTHERS |  | Z3025 | SBJ-Z3A-Z3025 |  |  | Z3025 | [5 empty] | 2019-01-01 | 2019 | Q |  | Y | 15 | [8 empty] | False | Electrical | 653
1296 | SBJ-Z3A-Z3024-Elec 237 | Elec 237 | Elec 237 | Electrical | ELECTRICAL | OTHERS |  | Z3024 | SBJ-Z3A-Z3024 |  |  | Z3024 | [5 empty] | 2019-01-01 | 2019 | Q |  | Y | 15 | [8 empty] | False | Electrical | 654
1297 | SBJ-Z3A-Z3023-Elec 238 | Elec 238 | Elec 238 | Electrical | ELECTRICAL | OTHERS |  | Z3023 | SBJ-Z3A-Z3023 |  |  | Z3023 | [5 empty] | 2019-01-01 | 2019 | Q |  | Y | 15 | [8 empty] | False | Electrical | 655
1298 | SBJ-Z3B-Z3022-Elec 239 | Elec 239 | Elec 239 | Electrical | ELECTRICAL | OTHERS |  | Z3022 | SBJ-Z3B-Z3022 |  |  | Z3022 | [5 empty] | 2019-01-01 | 2019 | Q |  | Y | 15 | [8 empty] | False | Electrical | 656
1299 | SBJ-Z3B-Z3021-Elec 240 | Elec 240 | Elec 240 | Electrical | ELECTRICAL | OTHERS |  | Z3021 | SBJ-Z3B-Z3021 |  |  | Z3021 | [5 empty] | 2019-01-01 | 2019 | Q |  | Y | 15 | [8 empty] | False | Electrical | 657
1300 | SBJ-Z3B-Z3020-Elec 241 | Elec 241 | Elec 241 | Electrical | ELECTRICAL | OTHERS |  | Z3020 | SBJ-Z3B-Z3020 |  |  | Z3020 | [5 empty] | 2019-01-01 | 2019 | Q |  | Y | 15 | [8 empty] | False | Electrical | 658
1301 | SBJ-Z3B-Z3019-Elec 242 | Elec 242 | Elec 242 | Electrical | ELECTRICAL | OTHERS |  | Z3019 | SBJ-Z3B-Z3019 |  |  | Z3019 | [5 empty] | 2019-01-01 | 2019 | Q |  | Y | 15 | [8 empty] | False | Electrical | 659
1302 | SBJ-Z3B-Z3018-Elec 243 | Elec 243 | Elec 243 | Electrical | ELECTRICAL | OTHERS |  | Z3018 | SBJ-Z3B-Z3018 |  |  | Z3018 | [5 empty] | 2019-01-01 | 2019 | Q |  | Y | 15 | [8 empty] | False | Electrical | 660
1303 | SBJ-Z3B-Z3017-Elec 244 | Elec 244 | Elec 244 | Electrical | ELECTRICAL | OTHERS |  | Z3017 | SBJ-Z3B-Z3017 |  |  | Z3017 | [5 empty] | 2019-01-01 | 2019 | Q |  | Y | 15 | [8 empty] | False | Electrical | 661
1304 | SBJ-Z3B-Z3016-Elec 245 | Elec 245 | Elec 245 | Electrical | ELECTRICAL | OTHERS |  | Z3016 | SBJ-Z3B-Z3016 |  |  | Z3016 | [5 empty] | 2019-01-01 | 2019 | Q |  | Y | 15 | [8 empty] | False | Electrical | 662
1305 | SBJ-Z3B-Z3015-Elec 246 | Elec 246 | Elec 246 | Electrical | ELECTRICAL | OTHERS |  | Z3015 | SBJ-Z3B-Z3015 |  |  | Z3015 | [5 empty] | 2019-01-01 | 2019 | Q |  | Y | 15 | [8 empty] | False | Electrical | 663
1306 | SBJ-Z3B-Z3014-Elec 247 | Elec 247 | Elec 247 | Electrical | ELECTRICAL | OTHERS |  | Z3014 | SBJ-Z3B-Z3014 |  |  | Z3014 | [5 empty] | 2019-01-01 | 2019 | Q |  | Y | 15 | [8 empty] | False | Electrical | 664
1307 | SBJ-Z3B-Z3013-Elec 248 | Elec 248 | Elec 248 | Electrical | ELECTRICAL | OTHERS |  | Z3013 | SBJ-Z3B-Z3013 |  |  | Z3013 | [5 empty] | 2019-01-01 | 2019 | Q |  | Y | 15 | [8 empty] | False | Electrical | 665
1308 | SBJ-Z3B-Z3012-Elec 249 | Elec 249 | Elec 249 | Electrical | ELECTRICAL | OTHERS |  | Z3012 | SBJ-Z3B-Z3012 |  |  | Z3012 | [5 empty] | 2019-01-01 | 2019 | Q |  | Y | 15 | [8 empty] | False | Electrical | 666
1309 | SBJ-Z3B-Z3011-Elec 250 | Elec 250 | Elec 250 | Electrical | ELECTRICAL | OTHERS |  | Z3011 | SBJ-Z3B-Z3011 |  |  | Z3011 | [5 empty] | 2019-01-01 | 2019 | Q |  | Y | 15 | [8 empty] | False | Electrical | 667
1310 | SBJ-Z3B-Z3010-Elec 251 | Elec 251 | Elec 251 | Electrical | ELECTRICAL | OTHERS |  | Z3010 | SBJ-Z3B-Z3010 |  |  | Z3010 | [5 empty] | 2019-01-01 | 2019 | Q |  | Y | 15 | [8 empty] | False | Electrical | 668
1311 | SBJ-Z3B-Z3009-Elec 252 | Elec 252 | Elec 252 | Electrical | ELECTRICAL | OTHERS |  | Z3009 | SBJ-Z3B-Z3009 |  |  | Z3009 | [5 empty] | 2019-01-01 | 2019 | Q |  | Y | 15 | [8 empty] | False | Electrical | 669
1312 | SBJ-Z3B-Z3008-Elec 253 | Elec 253 | Elec 253 | Electrical | ELECTRICAL | OTHERS |  | Z3008 | SBJ-Z3B-Z3008 |  |  | Z3008 | [5 empty] | 2019-01-01 | 2019 | Q |  | Y | 15 | [8 empty] | False | Electrical | 670
1313 | SBJ-Z3B-Z3007-Elec 254 | Elec 254 | Elec 254 | Electrical | ELECTRICAL | OTHERS |  | Z3007 | SBJ-Z3B-Z3007 |  |  | Z3007 | [5 empty] | 2019-01-01 | 2019 | Q |  | Y | 15 | [8 empty] | False | Electrical | 671
1314 | SBJ-Z3B-Z3006-Elec 255 | Elec 255 | Elec 255 | Electrical | ELECTRICAL | OTHERS |  | Z3006 | SBJ-Z3B-Z3006 |  |  | Z3006 | [5 empty] | 2019-01-01 | 2019 | Q |  | Y | 15 | [8 empty] | False | Electrical | 672
1315 | SBJ-Z3B-Z3005-Elec 256 | Elec 256 | Elec 256 | Electrical | ELECTRICAL | OTHERS |  | Z3005 | SBJ-Z3B-Z3005 |  |  | Z3005 | [5 empty] | 2019-01-01 | 2019 | Q |  | Y | 15 | [8 empty] | False | Electrical | 673
1316 | SBJ-Z3B-Z3004-Elec 257 | Elec 257 | Elec 257 | Electrical | ELECTRICAL | OTHERS |  | Z3004 | SBJ-Z3B-Z3004 |  |  | Z3004 | [5 empty] | 2019-01-01 | 2019 | Q |  | Y | 15 | [8 empty] | False | Electrical | 674
1317 | SBJ-Z3B-Z3003-Elec 258 | Elec 258 | Elec 258 | Electrical | ELECTRICAL | OTHERS |  | Z3003 | SBJ-Z3B-Z3003 |  |  | Z3003 | [5 empty] | 2019-01-01 | 2019 | Q |  | Y | 15 | [8 empty] | False | Electrical | 675
1318 | SBJ-Z3B-Z3002-Elec 259 | Elec 259 | Elec 259 | Electrical | ELECTRICAL | OTHERS |  | Z3002 | SBJ-Z3B-Z3002 |  |  | Z3002 | [5 empty] | 2019-01-01 | 2019 | Q |  | Y | 15 | [8 empty] | False | Electrical | 676
1319 | SBJ-Z3B-Z3001-Elec 260 | Elec 260 | Elec 260 | Electrical | ELECTRICAL | OTHERS |  | Z3001 | SBJ-Z3B-Z3001 |  |  | Z3001 | [5 empty] | 2019-01-01 | 2019 | Q |  | Y | 15 | [8 empty] | False | Electrical | 677
1320 | SBJ-Z8-Z8022-Ac 1 | Ac 1 | Ac 1 | Electrical | ELECTRICAL | OTHERS |  | Z8022 | SBJ-Z8-Z8022 |  |  | Z8022 | [5 empty] | 2019-01-01 | 2019 | Q |  | Y | 15 | [8 empty] | False | Electrical | 678
1321 | SBJ-Z8-Z8021-Ac 2 | Ac 2 | Ac 2 | Electrical | ELECTRICAL | OTHERS |  | Z8021 | SBJ-Z8-Z8021 |  |  | Z8021 | [5 empty] | 2019-01-01 | 2019 | Q |  | Y | 15 | [8 empty] | False | Electrical | 679
1322 | SBJ-Z8-Z8020-Ac 3 | Ac 3 | Ac 3 | Electrical | ELECTRICAL | OTHERS |  | Z8020 | SBJ-Z8-Z8020 |  |  | Z8020 | [5 empty] | 2019-01-01 | 2019 | Q |  | Y | 15 | [8 empty] | False | Electrical | 680
1323 | SBJ-Z8-Z8019-Ac 4 | Ac 4 | Ac 4 | Electrical | ELECTRICAL | OTHERS |  | Z8019 | SBJ-Z8-Z8019 |  |  | Z8019 | [5 empty] | 2019-01-01 | 2019 | Q |  | Y | 15 | [8 empty] | False | Electrical | 681
1324 | SBJ-Z8-Z8018-Ac 5 | Ac 5 | Ac 5 | Electrical | ELECTRICAL | OTHERS |  | Z8018 | SBJ-Z8-Z8018 |  |  | Z8018 | [5 empty] | 2019-01-01 | 2019 | Q |  | Y | 15 | [8 empty] | False | Electrical | 682
1325 | SBJ-Z8-Z8017-Ac 6 | Ac 6 | Ac 6 | Electrical | ELECTRICAL | OTHERS |  | Z8017 | SBJ-Z8-Z8017 |  |  | Z8017 | [5 empty] | 2019-01-01 | 2019 | Q |  | Y | 15 | [8 empty] | False | Electrical | 683
1326 | SBJ-Z8-Z8016-Ac 7 | Ac 7 | Ac 7 | Electrical | ELECTRICAL | OTHERS |  | Z8016 | SBJ-Z8-Z8016 |  |  | Z8016 | [5 empty] | 2019-01-01 | 2019 | Q |  | Y | 15 | [8 empty] | False | Electrical | 684
1327 | SBJ-Z8-Z8015-Ac 8 | Ac 8 | Ac 8 | Electrical | ELECTRICAL | OTHERS |  | Z8015 | SBJ-Z8-Z8015 |  |  | Z8015 | [5 empty] | 2019-01-01 | 2019 | Q |  | Y | 15 | [8 empty] | False | Electrical | 685
1328 | SBJ-Z8-Z8014-Ac 9 | Ac 9 | Ac 9 | Electrical | ELECTRICAL | OTHERS |  | Z8014 | SBJ-Z8-Z8014 |  |  | Z8014 | [5 empty] | 2019-01-01 | 2019 | Q |  | Y | 15 | [8 empty] | False | Electrical | 686
1329 | SBJ-Z8-Z8013-Ac 10 | Ac 10 | Ac 10 | Electrical | ELECTRICAL | OTHERS |  | Z8013 | SBJ-Z8-Z8013 |  |  | Z8013 | [5 empty] | 2019-01-01 | 2019 | Q |  | Y | 15 | [8 empty] | False | Electrical | 687
1330 | SBJ-Z8-Z8012-Ac 11 | Ac 11 | Ac 11 | Electrical | ELECTRICAL | OTHERS |  | Z8012 | SBJ-Z8-Z8012 |  |  | Z8012 | [5 empty] | 2019-01-01 | 2019 | Q |  | Y | 15 | [8 empty] | False | Electrical | 688
1331 | SBJ-Z8-Z8011-Ac 12 | Ac 12 | Ac 12 | Electrical | ELECTRICAL | OTHERS |  | Z8011 | SBJ-Z8-Z8011 |  |  | Z8011 | [5 empty] | 2019-01-01 | 2019 | Q |  | Y | 15 | [8 empty] | False | Electrical | 689
1332 | SBJ-Z8-Z8010-Ac 13 | Ac 13 | Ac 13 | Electrical | ELECTRICAL | OTHERS |  | Z8010 | SBJ-Z8-Z8010 |  |  | Z8010 | [5 empty] | 2019-01-01 | 2019 | Q |  | Y | 15 | [8 empty] | False | Electrical | 690
1333 | SBJ-Z8-Z8009-Ac 14 | Ac 14 | Ac 14 | Electrical | ELECTRICAL | OTHERS |  | Z8009 | SBJ-Z8-Z8009 |  |  | Z8009 | [5 empty] | 2019-01-01 | 2019 | Q |  | Y | 15 | [8 empty] | False | Electrical | 691
1334 | SBJ-Z8-Z8008-Ac 15 | Ac 15 | Ac 15 | Electrical | ELECTRICAL | OTHERS |  | Z8008 | SBJ-Z8-Z8008 |  |  | Z8008 | [5 empty] | 2019-01-01 | 2019 | Q |  | Y | 15 | [8 empty] | False | Electrical | 692
1335 | SBJ-Z8-Z8007-Ac 16 | Ac 16 | Ac 16 | Electrical | ELECTRICAL | OTHERS |  | Z8007 | SBJ-Z8-Z8007 |  |  | Z8007 | [5 empty] | 2019-01-01 | 2019 | Q |  | Y | 15 | [8 empty] | False | Electrical | 693
1336 | SBJ-Z8-Z8006-Ac 17 | Ac 17 | Ac 17 | Electrical | ELECTRICAL | OTHERS |  | Z8006 | SBJ-Z8-Z8006 |  |  | Z8006 | [5 empty] | 2019-01-01 | 2019 | Q |  | Y | 15 | [8 empty] | False | Electrical | 694
1337 | SBJ-Z8-Z8005-Ac 18 | Ac 18 | Ac 18 | Electrical | ELECTRICAL | OTHERS |  | Z8005 | SBJ-Z8-Z8005 |  |  | Z8005 | [5 empty] | 2019-01-01 | 2019 | Q |  | Y | 15 | [8 empty] | False | Electrical | 695
1338 | SBJ-Z8-Z8004-Ac 19 | Ac 19 | Ac 19 | Electrical | ELECTRICAL | OTHERS |  | Z8004 | SBJ-Z8-Z8004 |  |  | Z8004 | [5 empty] | 2019-01-01 | 2019 | Q |  | Y | 15 | [8 empty] | False | Electrical | 696
1339 | SBJ-Z8-Z8003-Ac 20 | Ac 20 | Ac 20 | Electrical | ELECTRICAL | OTHERS |  | Z8003 | SBJ-Z8-Z8003 |  |  | Z8003 | [5 empty] | 2019-01-01 | 2019 | Q |  | Y | 15 | [8 empty] | False | Electrical | 697
1340 | SBJ-Z8-Z8002-Ac 21 | Ac 21 | Ac 21 | Electrical | ELECTRICAL | OTHERS |  | Z8002 | SBJ-Z8-Z8002 |  |  | Z8002 | [5 empty] | 2019-01-01 | 2019 | Q |  | Y | 15 | [8 empty] | False | Electrical | 698
1341 | SBJ-Z8-Z8001-Ac 22 | Ac 22 | Ac 22 | Electrical | ELECTRICAL | OTHERS |  | Z8001 | SBJ-Z8-Z8001 |  |  | Z8001 | [5 empty] | 2019-01-01 | 2019 | Q |  | Y | 15 | [8 empty] | False | Electrical | 699
1342 | SBJ-Z5-Z5033-Ac 23 | Ac 23 | Ac 23 | Electrical | ELECTRICAL | OTHERS |  | Z5033 | SBJ-Z5-Z5033 |  |  | Z5033 | [5 empty] | 2019-01-01 | 2019 | Q |  | Y | 15 | [8 empty] | False | Electrical | 700
1343 | SBJ-Z5-Z5032-Ac 24 | Ac 24 | Ac 24 | Electrical | ELECTRICAL | OTHERS |  | Z5032 | SBJ-Z5-Z5032 |  |  | Z5032 | [5 empty] | 2019-01-01 | 2019 | Q |  | Y | 15 | [8 empty] | False | Electrical | 701
1344 | SBJ-Z5-Z5031-Ac 25 | Ac 25 | Ac 25 | Electrical | ELECTRICAL | OTHERS |  | Z5031 | SBJ-Z5-Z5031 |  |  | Z5031 | [5 empty] | 2019-01-01 | 2019 | Q |  | Y | 15 | [8 empty] | False | Electrical | 702
1345 | SBJ-Z5-Z5030-Ac 26 | Ac 26 | Ac 26 | Electrical | ELECTRICAL | OTHERS |  | Z5030 | SBJ-Z5-Z5030 |  |  | Z5030 | [5 empty] | 2019-01-01 | 2019 | Q |  | Y | 15 | [8 empty] | False | Electrical | 703
1346 | SBJ-Z5-Z5029-Ac 27 | Ac 27 | Ac 27 | Electrical | ELECTRICAL | OTHERS |  | Z5029 | SBJ-Z5-Z5029 |  |  | Z5029 | [5 empty] | 2019-01-01 | 2019 | Q |  | Y | 15 | [8 empty] | False | Electrical | 704
1347 | SBJ-Z5-Z5028-Ac 28 | Ac 28 | Ac 28 | Electrical | ELECTRICAL | OTHERS |  | Z5028 | SBJ-Z5-Z5028 |  |  | Z5028 | [5 empty] | 2019-01-01 | 2019 | Q |  | Y | 15 | [8 empty] | False | Electrical | 705
1348 | SBJ-Z5-Z5027-Ac 29 | Ac 29 | Ac 29 | Electrical | ELECTRICAL | OTHERS |  | Z5027 | SBJ-Z5-Z5027 |  |  | Z5027 | [5 empty] | 2019-01-01 | 2019 | Q |  | Y | 15 | [8 empty] | False | Electrical | 706
1349 | SBJ-Z5-Z5026-Ac 30 | Ac 30 | Ac 30 | Electrical | ELECTRICAL | OTHERS |  | Z5026 | SBJ-Z5-Z5026 |  |  | Z5026 | [5 empty] | 2019-01-01 | 2019 | Q |  | Y | 15 | [8 empty] | False | Electrical | 707
1350 | SBJ-Z5-Z5025-Ac 31 | Ac 31 | Ac 31 | Electrical | ELECTRICAL | OTHERS |  | Z5025 | SBJ-Z5-Z5025 |  |  | Z5025 | [5 empty] | 2019-01-01 | 2019 | Q |  | Y | 15 | [8 empty] | False | Electrical | 708
1351 | SBJ-Z5-Z5024-Ac 32 | Ac 32 | Ac 32 | Electrical | ELECTRICAL | OTHERS |  | Z5024 | SBJ-Z5-Z5024 |  |  | Z5024 | [5 empty] | 2019-01-01 | 2019 | Q |  | Y | 15 | [8 empty] | False | Electrical | 709
1352 | SBJ-Z5-Z5023-Ac 33 | Ac 33 | Ac 33 | Electrical | ELECTRICAL | OTHERS |  | Z5023 | SBJ-Z5-Z5023 |  |  | Z5023 | [5 empty] | 2019-01-01 | 2019 | Q |  | Y | 15 | [8 empty] | False | Electrical | 710
1353 | SBJ-Z5-Z5022-Ac 34 | Ac 34 | Ac 34 | Electrical | ELECTRICAL | OTHERS |  | Z5022 | SBJ-Z5-Z5022 |  |  | Z5022 | [5 empty] | 2019-01-01 | 2019 | Q |  | Y | 15 | [8 empty] | False | Electrical | 711
1354 | SBJ-Z5-Z5021-Ac 35 | Ac 35 | Ac 35 | Electrical | ELECTRICAL | OTHERS |  | Z5021 | SBJ-Z5-Z5021 |  |  | Z5021 | [5 empty] | 2019-01-01 | 2019 | Q |  | Y | 15 | [8 empty] | False | Electrical | 712
1355 | SBJ-Z5-Z5020-Ac 36 | Ac 36 | Ac 36 | Electrical | ELECTRICAL | OTHERS |  | Z5020 | SBJ-Z5-Z5020 |  |  | Z5020 | [5 empty] | 2019-01-01 | 2019 | Q |  | Y | 15 | [8 empty] | False | Electrical | 713
1356 | SBJ-Z5-Z5019-Ac 37 | Ac 37 | Ac 37 | Electrical | ELECTRICAL | OTHERS |  | Z5019 | SBJ-Z5-Z5019 |  |  | Z5019 | [5 empty] | 2019-01-01 | 2019 | Q |  | Y | 15 | [8 empty] | False | Electrical | 714
1357 | SBJ-Z5-Z5018-Ac 38 | Ac 38 | Ac 38 | Electrical | ELECTRICAL | OTHERS |  | Z5018 | SBJ-Z5-Z5018 |  |  | Z5018 | [5 empty] | 2019-01-01 | 2019 | Q |  | Y | 15 | [8 empty] | False | Electrical | 715
1358 | SBJ-Z5-Z5017-Ac 39 | Ac 39 | Ac 39 | Electrical | ELECTRICAL | OTHERS |  | Z5017 | SBJ-Z5-Z5017 |  |  | Z5017 | [5 empty] | 2019-01-01 | 2019 | Q |  | Y | 15 | [8 empty] | False | Electrical | 716
1359 | SBJ-Z5-Z5016-Ac 40 | Ac 40 | Ac 40 | Electrical | ELECTRICAL | OTHERS |  | Z5016 | SBJ-Z5-Z5016 |  |  | Z5016 | [5 empty] | 2019-01-01 | 2019 | Q |  | Y | 15 | [8 empty] | False | Electrical | 717
1360 | SBJ-Z5-Z5015-Ac 41 | Ac 41 | Ac 41 | Electrical | ELECTRICAL | OTHERS |  | Z5015 | SBJ-Z5-Z5015 |  |  | Z5015 | [5 empty] | 2019-01-01 | 2019 | Q |  | Y | 15 | [8 empty] | False | Electrical | 718
1361 | SBJ-Z5-Z5014-Ac 42 | Ac 42 | Ac 42 | Electrical | ELECTRICAL | OTHERS |  | Z5014 | SBJ-Z5-Z5014 |  |  | Z5014 | [5 empty] | 2019-01-01 | 2019 | Q |  | Y | 15 | [8 empty] | False | Electrical | 719
1362 | SBJ-Z5-Z5013-Ac 43 | Ac 43 | Ac 43 | Electrical | ELECTRICAL | OTHERS |  | Z5013 | SBJ-Z5-Z5013 |  |  | Z5013 | [5 empty] | 2019-01-01 | 2019 | Q |  | Y | 15 | [8 empty] | False | Electrical | 720
1363 | SBJ-Z5-Z5012-Ac 44 | Ac 44 | Ac 44 | Electrical | ELECTRICAL | OTHERS |  | Z5012 | SBJ-Z5-Z5012 |  |  | Z5012 | [5 empty] | 2019-01-01 | 2019 | Q |  | Y | 15 | [8 empty] | False | Electrical | 721
1364 | SBJ-Z5-Z5011-Ac 45 | Ac 45 | Ac 45 | Electrical | ELECTRICAL | OTHERS |  | Z5011 | SBJ-Z5-Z5011 |  |  | Z5011 | [5 empty] | 2019-01-01 | 2019 | Q |  | Y | 15 | [8 empty] | False | Electrical | 722
1365 | SBJ-Z5-Z5010-Ac 46 | Ac 46 | Ac 46 | Electrical | ELECTRICAL | OTHERS |  | Z5010 | SBJ-Z5-Z5010 |  |  | Z5010 | [5 empty] | 2019-01-01 | 2019 | Q |  | Y | 15 | [8 empty] | False | Electrical | 723
1366 | SBJ-Z5-Z5009-Ac 47 | Ac 47 | Ac 47 | Electrical | ELECTRICAL | OTHERS |  | Z5009 | SBJ-Z5-Z5009 |  |  | Z5009 | [5 empty] | 2019-01-01 | 2019 | Q |  | Y | 15 | [8 empty] | False | Electrical | 724
1367 | SBJ-Z5-Z5008-Ac 48 | Ac 48 | Ac 48 | Electrical | ELECTRICAL | OTHERS |  | Z5008 | SBJ-Z5-Z5008 |  |  | Z5008 | [5 empty] | 2019-01-01 | 2019 | Q |  | Y | 15 | [8 empty] | False | Electrical | 725
1368 | SBJ-Z5-Z5007-Ac 49 | Ac 49 | Ac 49 | Electrical | ELECTRICAL | OTHERS |  | Z5007 | SBJ-Z5-Z5007 |  |  | Z5007 | [5 empty] | 2019-01-01 | 2019 | Q |  | Y | 15 | [8 empty] | False | Electrical | 726
1369 | SBJ-Z5-Z5006-Ac 50 | Ac 50 | Ac 50 | Electrical | ELECTRICAL | OTHERS |  | Z5006 | SBJ-Z5-Z5006 |  |  | Z5006 | [5 empty] | 2019-01-01 | 2019 | Q |  | Y | 15 | [8 empty] | False | Electrical | 727
1370 | SBJ-Z5-Z5005-Ac 51 | Ac 51 | Ac 51 | Electrical | ELECTRICAL | OTHERS |  | Z5005 | SBJ-Z5-Z5005 |  |  | Z5005 | [5 empty] | 2019-01-01 | 2019 | Q |  | Y | 15 | [8 empty] | False | Electrical | 728
1371 | SBJ-Z5-Z5004-Ac 52 | Ac 52 | Ac 52 | Electrical | ELECTRICAL | OTHERS |  | Z5004 | SBJ-Z5-Z5004 |  |  | Z5004 | [5 empty] | 2019-01-01 | 2019 | Q |  | Y | 15 | [8 empty] | False | Electrical | 729
1372 | SBJ-Z5-Z5003-Ac 53 | Ac 53 | Ac 53 | Electrical | ELECTRICAL | OTHERS |  | Z5003 | SBJ-Z5-Z5003 |  |  | Z5003 | [5 empty] | 2019-01-01 | 2019 | Q |  | Y | 15 | [8 empty] | False | Electrical | 730
1373 | SBJ-Z5-Z5002-Ac 54 | Ac 54 | Ac 54 | Electrical | ELECTRICAL | OTHERS |  | Z5002 | SBJ-Z5-Z5002 |  |  | Z5002 | [5 empty] | 2019-01-01 | 2019 | Q |  | Y | 15 | [8 empty] | False | Electrical | 731
1374 | SBJ-Z5-Z5001-Ac 55 | Ac 55 | Ac 55 | Electrical | ELECTRICAL | OTHERS |  | Z5001 | SBJ-Z5-Z5001 |  |  | Z5001 | [5 empty] | 2019-01-01 | 2019 | Q |  | Y | 15 | [8 empty] | False | Electrical | 732
1375 | SBJ-Z3A-Z3075-6-Ac 56 | Ac 56 | Ac 56 | Electrical | ELECTRICAL | OTHERS |  | Z3075-6 | SBJ-Z3A-Z3075-6 |  |  | Z3075 | [5 empty] | 2019-01-01 | 2019 | Q |  | Y | 15 | [8 empty] | False | Electrical | 733
1376 | SBJ-Z3A-Z3075-5-Ac 57 | Ac 57 | Ac 57 | Electrical | ELECTRICAL | OTHERS |  | Z3075-5 | SBJ-Z3A-Z3075-5 |  |  | Z3075 | [5 empty] | 2019-01-01 | 2019 | Q |  | Y | 15 | [8 empty] | False | Electrical | 734
1377 | SBJ-Z3A-Z3075-4-Ac 58 | Ac 58 | Ac 58 | Electrical | ELECTRICAL | OTHERS |  | Z3075-4 | SBJ-Z3A-Z3075-4 |  |  | Z3075 | [5 empty] | 2019-01-01 | 2019 | Q |  | Y | 15 | [8 empty] | False | Electrical | 735
1378 | SBJ-Z3A-Z3075-3-Ac 59 | Ac 59 | Ac 59 | Electrical | ELECTRICAL | OTHERS |  | Z3075-3 | SBJ-Z3A-Z3075-3 |  |  | Z3075 | [5 empty] | 2019-01-01 | 2019 | Q |  | Y | 15 | [8 empty] | False | Electrical | 736
1379 | SBJ-Z3A-Z3075-2-Ac 60 | Ac 60 | Ac 60 | Electrical | ELECTRICAL | OTHERS |  | Z3075-2 | SBJ-Z3A-Z3075-2 |  |  | Z3075 | [5 empty] | 2019-01-01 | 2019 | Q |  | Y | 15 | [8 empty] | False | Electrical | 737
1380 | SBJ-Z3A-Z3075-1-Ac 61 | Ac 61 | Ac 61 | Electrical | ELECTRICAL | OTHERS |  | Z3075-1 | SBJ-Z3A-Z3075-1 |  |  | Z3075 | [5 empty] | 2019-01-01 | 2019 | Q |  | Y | 15 | [8 empty] | False | Electrical | 738
1381 | SBJ-Z3A-Z3074-6-Ac 62 | Ac 62 | Ac 62 | Electrical | ELECTRICAL | OTHERS |  | Z3074-6 | SBJ-Z3A-Z3074-6 |  |  | Z3074 | [5 empty] | 2019-01-01 | 2019 | Q |  | Y | 15 | [8 empty] | False | Electrical | 739
1382 | SBJ-Z3A-Z3074-5-Ac 63 | Ac 63 | Ac 63 | Electrical | ELECTRICAL | OTHERS |  | Z3074-5 | SBJ-Z3A-Z3074-5 |  |  | Z3074 | [5 empty] | 2019-01-01 | 2019 | Q |  | Y | 15 | [8 empty] | False | Electrical | 740
1383 | SBJ-Z3A-Z3074-4-Ac 64 | Ac 64 | Ac 64 | Electrical | ELECTRICAL | OTHERS |  | Z3074-4 | SBJ-Z3A-Z3074-4 |  |  | Z3074 | [5 empty] | 2019-01-01 | 2019 | Q |  | Y | 15 | [8 empty] | False | Electrical | 741
1384 | SBJ-Z3A-Z3074-3-Ac 65 | Ac 65 | Ac 65 | Electrical | ELECTRICAL | OTHERS |  | Z3074-3 | SBJ-Z3A-Z3074-3 |  |  | Z3074 | [5 empty] | 2019-01-01 | 2019 | Q |  | Y | 15 | [8 empty] | False | Electrical | 742
1385 | SBJ-Z3A-Z3074-2-Ac 66 | Ac 66 | Ac 66 | Electrical | ELECTRICAL | OTHERS |  | Z3074-2 | SBJ-Z3A-Z3074-2 |  |  | Z3074 | [5 empty] | 2019-01-01 | 2019 | Q |  | Y | 15 | [8 empty] | False | Electrical | 743
1386 | SBJ-Z3A-Z3074-1-Ac 67 | Ac 67 | Ac 67 | Electrical | ELECTRICAL | OTHERS |  | Z3074-1 | SBJ-Z3A-Z3074-1 |  |  | Z3074 | [5 empty] | 2019-01-01 | 2019 | Q |  | Y | 15 | [8 empty] | False | Electrical | 744
1387 | SBJ-Z3B-Z3062-6-Ac 68 | Ac 68 | Ac 68 | Electrical | ELECTRICAL | OTHERS |  | Z3062-6 | SBJ-Z3B-Z3062-6 |  |  | Z3062 | [5 empty] | 2019-01-01 | 2019 | Q |  | Y | 15 | [8 empty] | False | Electrical | 745
1388 | SBJ-Z3B-Z3062-5-Ac 69 | Ac 69 | Ac 69 | Electrical | ELECTRICAL | OTHERS |  | Z3062-5 | SBJ-Z3B-Z3062-5 |  |  | Z3062 | [5 empty] | 2019-01-01 | 2019 | Q |  | Y | 15 | [8 empty] | False | Electrical | 746
1389 | SBJ-Z3B-Z3062-4-Ac 70 | Ac 70 | Ac 70 | Electrical | ELECTRICAL | OTHERS |  | Z3062-4 | SBJ-Z3B-Z3062-4 |  |  | Z3062 | [5 empty] | 2019-01-01 | 2019 | Q |  | Y | 15 | [8 empty] | False | Electrical | 747
1390 | SBJ-Z3B-Z3062-3-Ac 71 | Ac 71 | Ac 71 | Electrical | ELECTRICAL | OTHERS |  | Z3062-3 | SBJ-Z3B-Z3062-3 |  |  | Z3062 | [5 empty] | 2019-01-01 | 2019 | Q |  | Y | 15 | [8 empty] | False | Electrical | 748
1391 | SBJ-Z3B-Z3062-2-Ac 72 | Ac 72 | Ac 72 | Electrical | ELECTRICAL | OTHERS |  | Z3062-2 | SBJ-Z3B-Z3062-2 |  |  | Z3062 | [5 empty] | 2019-01-01 | 2019 | Q |  | Y | 15 | [8 empty] | False | Electrical | 749
1392 | SBJ-Z3B-Z3062-1-Ac 73 | Ac 73 | Ac 73 | Electrical | ELECTRICAL | OTHERS |  | Z3062-1 | SBJ-Z3B-Z3062-1 |  |  | Z3062 | [5 empty] | 2019-01-01 | 2019 | Q |  | Y | 15 | [8 empty] | False | Electrical | 750
1393 | SBJ-Z3B-Z3061-6-Ac 74 | Ac 74 | Ac 74 | Electrical | ELECTRICAL | OTHERS |  | Z3061-6 | SBJ-Z3B-Z3061-6 |  |  | Z3061 | [5 empty] | 2019-01-01 | 2019 | Q |  | Y | 15 | [8 empty] | False | Electrical | 751
1394 | SBJ-Z3B-Z3061-5-Ac 75 | Ac 75 | Ac 75 | Electrical | ELECTRICAL | OTHERS |  | Z3061-5 | SBJ-Z3B-Z3061-5 |  |  | Z3061 | [5 empty] | 2019-01-01 | 2019 | Q |  | Y | 15 | [8 empty] | False | Electrical | 752
1395 | SBJ-Z3B-Z3061-4B-Ac 76 | Ac 76 | Ac 76 | Electrical | ELECTRICAL | OTHERS |  | Z3061-4B | SBJ-Z3B-Z3061-4B |  |  | Z3061 | [5 empty] | 2019-01-01 | 2019 | Q |  | Y | 15 | [8 empty] | False | Electrical | 753
1396 | SBJ-Z3B-Z3061-4A-Ac 77 | Ac 77 | Ac 77 | Electrical | ELECTRICAL | OTHERS |  | Z3061-4A | SBJ-Z3B-Z3061-4A |  |  | Z3061 | [5 empty] | 2019-01-01 | 2019 | Q |  | Y | 15 | [8 empty] | False | Electrical | 754
1397 | SBJ-Z3B-Z3061-3B-Ac 78 | Ac 78 | Ac 78 | Electrical | ELECTRICAL | OTHERS |  | Z3061-3B | SBJ-Z3B-Z3061-3B |  |  | Z3061 | [5 empty] | 2019-01-01 | 2019 | Q |  | Y | 15 | [8 empty] | False | Electrical | 755
1398 | SBJ-Z3B-Z3061-3A-Ac 79 | Ac 79 | Ac 79 | Electrical | ELECTRICAL | OTHERS |  | Z3061-3A | SBJ-Z3B-Z3061-3A |  |  | Z3061 | [5 empty] | 2019-01-01 | 2019 | Q |  | Y | 15 | [8 empty] | False | Electrical | 756
1399 | SBJ-Z3B-Z3061-2B-Ac 80 | Ac 80 | Ac 80 | Electrical | ELECTRICAL | OTHERS |  | Z3061-2B | SBJ-Z3B-Z3061-2B |  |  | Z3061 | [5 empty] | 2019-01-01 | 2019 | Q |  | Y | 15 | [8 empty] | False | Electrical | 757
1400 | SBJ-Z3B-Z3061-2A-Ac 81 | Ac 81 | Ac 81 | Electrical | ELECTRICAL | OTHERS |  | Z3061-2A | SBJ-Z3B-Z3061-2A |  |  | Z3061 | [5 empty] | 2019-01-01 | 2019 | Q |  | Y | 15 | [8 empty] | False | Electrical | 758
1401 | SBJ-Z3B-Z3061-1B-Ac 82 | Ac 82 | Ac 82 | Electrical | ELECTRICAL | OTHERS |  | Z3061-1B | SBJ-Z3B-Z3061-1B |  |  | Z3061 | [5 empty] | 2019-01-01 | 2019 | Q |  | Y | 15 | [8 empty] | False | Electrical | 759
1402 | SBJ-Z3B-Z3061-1A-Ac 83 | Ac 83 | Ac 83 | Electrical | ELECTRICAL | OTHERS |  | Z3061-1A | SBJ-Z3B-Z3061-1A |  |  | Z3061 | [5 empty] | 2019-01-01 | 2019 | Q |  | Y | 15 | [8 empty] | False | Electrical | 760
1403 | SBJ-Z3B-Z3060-6-Ac 84 | Ac 84 | Ac 84 | Electrical | ELECTRICAL | OTHERS |  | Z3060-6 | SBJ-Z3B-Z3060-6 |  |  | Z3060 | [5 empty] | 2019-01-01 | 2019 | Q |  | Y | 15 | [8 empty] | False | Electrical | 761
1404 | SBJ-Z3B-Z3060-5-Ac 85 | Ac 85 | Ac 85 | Electrical | ELECTRICAL | OTHERS |  | Z3060-5 | SBJ-Z3B-Z3060-5 |  |  | Z3060 | [5 empty] | 2019-01-01 | 2019 | Q |  | Y | 15 | [8 empty] | False | Electrical | 762
1405 | SBJ-Z3B-Z3060-4B-Ac 86 | Ac 86 | Ac 86 | Electrical | ELECTRICAL | OTHERS |  | Z3060-4B | SBJ-Z3B-Z3060-4B |  |  | Z3060 | [5 empty] | 2019-01-01 | 2019 | Q |  | Y | 15 | [8 empty] | False | Electrical | 763
1406 | SBJ-Z3B-Z3060-4A-Ac 87 | Ac 87 | Ac 87 | Electrical | ELECTRICAL | OTHERS |  | Z3060-4A | SBJ-Z3B-Z3060-4A |  |  | Z3060 | [5 empty] | 2019-01-01 | 2019 | Q |  | Y | 15 | [8 empty] | False | Electrical | 764
1407 | SBJ-Z3B-Z3060-3B-Ac 88 | Ac 88 | Ac 88 | Electrical | ELECTRICAL | OTHERS |  | Z3060-3B | SBJ-Z3B-Z3060-3B |  |  | Z3060 | [5 empty] | 2019-01-01 | 2019 | Q |  | Y | 15 | [8 empty] | False | Electrical | 765
1408 | SBJ-Z3B-Z3060-3A-Ac 89 | Ac 89 | Ac 89 | Electrical | ELECTRICAL | OTHERS |  | Z3060-3A | SBJ-Z3B-Z3060-3A |  |  | Z3060 | [5 empty] | 2019-01-01 | 2019 | Q |  | Y | 15 | [8 empty] | False | Electrical | 766
1409 | SBJ-Z3B-Z3060-2B-Ac 90 | Ac 90 | Ac 90 | Electrical | ELECTRICAL | OTHERS |  | Z3060-2B | SBJ-Z3B-Z3060-2B |  |  | Z3060 | [5 empty] | 2019-01-01 | 2019 | Q |  | Y | 15 | [8 empty] | False | Electrical | 767
1410 | SBJ-Z3B-Z3060-2A-Ac 91 | Ac 91 | Ac 91 | Electrical | ELECTRICAL | OTHERS |  | Z3060-2A | SBJ-Z3B-Z3060-2A |  |  | Z3060 | [5 empty] | 2019-01-01 | 2019 | Q |  | Y | 15 | [8 empty] | False | Electrical | 768
1411 | SBJ-Z3B-Z3060-1B-Ac 92 | Ac 92 | Ac 92 | Electrical | ELECTRICAL | OTHERS |  | Z3060-1B | SBJ-Z3B-Z3060-1B |  |  | Z3060 | [5 empty] | 2019-01-01 | 2019 | Q |  | Y | 15 | [8 empty] | False | Electrical | 769
1412 | SBJ-Z3B-Z3060-1A-Ac 93 | Ac 93 | Ac 93 | Electrical | ELECTRICAL | OTHERS |  | Z3060-1A | SBJ-Z3B-Z3060-1A |  |  | Z3060 | [5 empty] | 2019-01-01 | 2019 | Q |  | Y | 15 | [8 empty] | False | Electrical | 770
1413 | SBJ-Z3B-Z3059-6-Ac 94 | Ac 94 | Ac 94 | Electrical | ELECTRICAL | OTHERS |  | Z3059-6 | SBJ-Z3B-Z3059-6 |  |  | Z3059 | [5 empty] | 2019-01-01 | 2019 | Q |  | Y | 15 | [8 empty] | False | Electrical | 771
1414 | SBJ-Z3B-Z3059-5-Ac 95 | Ac 95 | Ac 95 | Electrical | ELECTRICAL | OTHERS |  | Z3059-5 | SBJ-Z3B-Z3059-5 |  |  | Z3059 | [5 empty] | 2019-01-01 | 2019 | Q |  | Y | 15 | [8 empty] | False | Electrical | 772
1415 | SBJ-Z3B-Z3059-4B-Ac 96 | Ac 96 | Ac 96 | Electrical | ELECTRICAL | OTHERS |  | Z3059-4B | SBJ-Z3B-Z3059-4B |  |  | Z3059 | [5 empty] | 2019-01-01 | 2019 | Q |  | Y | 15 | [8 empty] | False | Electrical | 773
1416 | SBJ-Z3B-Z3059-4A-Ac 97 | Ac 97 | Ac 97 | Electrical | ELECTRICAL | OTHERS |  | Z3059-4A | SBJ-Z3B-Z3059-4A |  |  | Z3059 | [5 empty] | 2019-01-01 | 2019 | Q |  | Y | 15 | [8 empty] | False | Electrical | 774
1417 | SBJ-Z3B-Z3059-3B-Ac 98 | Ac 98 | Ac 98 | Electrical | ELECTRICAL | OTHERS |  | Z3059-3B | SBJ-Z3B-Z3059-3B |  |  | Z3059 | [5 empty] | 2019-01-01 | 2019 | Q |  | Y | 15 | [8 empty] | False | Electrical | 775
1418 | SBJ-Z3B-Z3059-3A-Ac 99 | Ac 99 | Ac 99 | Electrical | ELECTRICAL | OTHERS |  | Z3059-3A | SBJ-Z3B-Z3059-3A |  |  | Z3059 | [5 empty] | 2019-01-01 | 2019 | Q |  | Y | 15 | [8 empty] | False | Electrical | 776
1419 | SBJ-Z3B-Z3059-2B-Ac 100 | Ac 100 | Ac 100 | Electrical | ELECTRICAL | OTHERS |  | Z3059-2B | SBJ-Z3B-Z3059-2B |  |  | Z3059 | [5 empty] | 2019-01-01 | 2019 | Q |  | Y | 15 | [8 empty] | False | Electrical | 777
1420 | SBJ-Z3B-Z3059-2A-Ac 101 | Ac 101 | Ac 101 | Electrical | ELECTRICAL | OTHERS |  | Z3059-2A | SBJ-Z3B-Z3059-2A |  |  | Z3059 | [5 empty] | 2019-01-01 | 2019 | Q |  | Y | 15 | [8 empty] | False | Electrical | 778
1421 | SBJ-Z3B-Z3059-1B-Ac 102 | Ac 102 | Ac 102 | Electrical | ELECTRICAL | OTHERS |  | Z3059-1B | SBJ-Z3B-Z3059-1B |  |  | Z3059 | [5 empty] | 2019-01-01 | 2019 | Q |  | Y | 15 | [8 empty] | False | Electrical | 779
1422 | SBJ-Z3B-Z3059-1A-Ac 103 | Ac 103 | Ac 103 | Electrical | ELECTRICAL | OTHERS |  | Z3059-1A | SBJ-Z3B-Z3059-1A |  |  | Z3059 | [5 empty] | 2019-01-01 | 2019 | Q |  | Y | 15 | [8 empty] | False | Electrical | 780
1423 | SBJ-Z3B-Z3058-6-Ac 104 | Ac 104 | Ac 104 | Electrical | ELECTRICAL | OTHERS |  | Z3058-6 | SBJ-Z3B-Z3058-6 |  |  | Z3058 | [5 empty] | 2019-01-01 | 2019 | Q |  | Y | 15 | [8 empty] | False | Electrical | 781
1424 | SBJ-Z3B-Z3058-5-Ac 105 | Ac 105 | Ac 105 | Electrical | ELECTRICAL | OTHERS |  | Z3058-5 | SBJ-Z3B-Z3058-5 |  |  | Z3058 | [5 empty] | 2019-01-01 | 2019 | Q |  | Y | 15 | [8 empty] | False | Electrical | 782
1425 | SBJ-Z3B-Z3058-4B-Ac 106 | Ac 106 | Ac 106 | Electrical | ELECTRICAL | OTHERS |  | Z3058-4B | SBJ-Z3B-Z3058-4B |  |  | Z3058 | [5 empty] | 2019-01-01 | 2019 | Q |  | Y | 15 | [8 empty] | False | Electrical | 783
1426 | SBJ-Z3B-Z3058-4A-Ac 107 | Ac 107 | Ac 107 | Electrical | ELECTRICAL | OTHERS |  | Z3058-4A | SBJ-Z3B-Z3058-4A |  |  | Z3058 | [5 empty] | 2019-01-01 | 2019 | Q |  | Y | 15 | [8 empty] | False | Electrical | 784
1427 | SBJ-Z3B-Z3058-3B-Ac 108 | Ac 108 | Ac 108 | Electrical | ELECTRICAL | OTHERS |  | Z3058-3B | SBJ-Z3B-Z3058-3B |  |  | Z3058 | [5 empty] | 2019-01-01 | 2019 | Q |  | Y | 15 | [8 empty] | False | Electrical | 785
1428 | SBJ-Z3B-Z3058-3A-Ac 109 | Ac 109 | Ac 109 | Electrical | ELECTRICAL | OTHERS |  | Z3058-3A | SBJ-Z3B-Z3058-3A |  |  | Z3058 | [5 empty] | 2019-01-01 | 2019 | Q |  | Y | 15 | [8 empty] | False | Electrical | 786
1429 | SBJ-Z3B-Z3058-2B-Ac 110 | Ac 110 | Ac 110 | Electrical | ELECTRICAL | OTHERS |  | Z3058-2B | SBJ-Z3B-Z3058-2B |  |  | Z3058 | [5 empty] | 2019-01-01 | 2019 | Q |  | Y | 15 | [8 empty] | False | Electrical | 787
1430 | SBJ-Z3B-Z3058-2A-Ac 111 | Ac 111 | Ac 111 | Electrical | ELECTRICAL | OTHERS |  | Z3058-2A | SBJ-Z3B-Z3058-2A |  |  | Z3058 | [5 empty] | 2019-01-01 | 2019 | Q |  | Y | 15 | [8 empty] | False | Electrical | 788
1431 | SBJ-Z3B-Z3058-1B-Ac 112 | Ac 112 | Ac 112 | Electrical | ELECTRICAL | OTHERS |  | Z3058-1B | SBJ-Z3B-Z3058-1B |  |  | Z3058 | [5 empty] | 2019-01-01 | 2019 | Q |  | Y | 15 | [8 empty] | False | Electrical | 789
1432 | SBJ-Z3B-Z3058-1A-Ac 113 | Ac 113 | Ac 113 | Electrical | ELECTRICAL | OTHERS |  | Z3058-1A | SBJ-Z3B-Z3058-1A |  |  | Z3058 | [5 empty] | 2019-01-01 | 2019 | Q |  | Y | 15 | [8 empty] | False | Electrical | 790
1433 | SBJ-Z3B-Z3057-6-Ac 114 | Ac 114 | Ac 114 | Electrical | ELECTRICAL | OTHERS |  | Z3057-6 | SBJ-Z3B-Z3057-6 |  |  | Z3057 | [5 empty] | 2019-01-01 | 2019 | Q |  | Y | 15 | [8 empty] | False | Electrical | 791
1434 | SBJ-Z3B-Z3057-5-Ac 115 | Ac 115 | Ac 115 | Electrical | ELECTRICAL | OTHERS |  | Z3057-5 | SBJ-Z3B-Z3057-5 |  |  | Z3057 | [5 empty] | 2019-01-01 | 2019 | Q |  | Y | 15 | [8 empty] | False | Electrical | 792
1435 | SBJ-Z3B-Z3057-4B-Ac 116 | Ac 116 | Ac 116 | Electrical | ELECTRICAL | OTHERS |  | Z3057-4B | SBJ-Z3B-Z3057-4B |  |  | Z3057 | [5 empty] | 2019-01-01 | 2019 | Q |  | Y | 15 | [8 empty] | False | Electrical | 793
1436 | SBJ-Z3B-Z3057-4A-Ac 117 | Ac 117 | Ac 117 | Electrical | ELECTRICAL | OTHERS |  | Z3057-4A | SBJ-Z3B-Z3057-4A |  |  | Z3057 | [5 empty] | 2019-01-01 | 2019 | Q |  | Y | 15 | [8 empty] | False | Electrical | 794
1437 | SBJ-Z3B-Z3057-3B-Ac 118 | Ac 118 | Ac 118 | Electrical | ELECTRICAL | OTHERS |  | Z3057-3B | SBJ-Z3B-Z3057-3B |  |  | Z3057 | [5 empty] | 2019-01-01 | 2019 | Q |  | Y | 15 | [8 empty] | False | Electrical | 795
1438 | SBJ-Z3B-Z3057-3A-Ac 119 | Ac 119 | Ac 119 | Electrical | ELECTRICAL | OTHERS |  | Z3057-3A | SBJ-Z3B-Z3057-3A |  |  | Z3057 | [5 empty] | 2019-01-01 | 2019 | Q |  | Y | 15 | [8 empty] | False | Electrical | 796
1439 | SBJ-Z3B-Z3057-2B-Ac 120 | Ac 120 | Ac 120 | Electrical | ELECTRICAL | OTHERS |  | Z3057-2B | SBJ-Z3B-Z3057-2B |  |  | Z3057 | [5 empty] | 2019-01-01 | 2019 | Q |  | Y | 15 | [8 empty] | False | Electrical | 797
1440 | SBJ-Z3B-Z3057-2A-Ac 121 | Ac 121 | Ac 121 | Electrical | ELECTRICAL | OTHERS |  | Z3057-2A | SBJ-Z3B-Z3057-2A |  |  | Z3057 | [5 empty] | 2019-01-01 | 2019 | Q |  | Y | 15 | [8 empty] | False | Electrical | 798
1441 | SBJ-Z3B-Z3057-1B-Ac 122 | Ac 122 | Ac 122 | Electrical | ELECTRICAL | OTHERS |  | Z3057-1B | SBJ-Z3B-Z3057-1B |  |  | Z3057 | [5 empty] | 2019-01-01 | 2019 | Q |  | Y | 15 | [8 empty] | False | Electrical | 799
1442 | SBJ-Z3B-Z3057-1A-Ac 123 | Ac 123 | Ac 123 | Electrical | ELECTRICAL | OTHERS |  | Z3057-1A | SBJ-Z3B-Z3057-1A |  |  | Z3057 | [5 empty] | 2019-01-01 | 2019 | Q |  | Y | 15 | [8 empty] | False | Electrical | 800
1443 | SBJ-Z3B-Z3056-6-Ac 124 | Ac 124 | Ac 124 | Electrical | ELECTRICAL | OTHERS |  | Z3056-6 | SBJ-Z3B-Z3056-6 |  |  | Z3056 | [5 empty] | 2019-01-01 | 2019 | Q |  | Y | 15 | [8 empty] | False | Electrical | 801
1444 | SBJ-Z3B-Z3056-5-Ac 125 | Ac 125 | Ac 125 | Electrical | ELECTRICAL | OTHERS |  | Z3056-5 | SBJ-Z3B-Z3056-5 |  |  | Z3056 | [5 empty] | 2019-01-01 | 2019 | Q |  | Y | 15 | [8 empty] | False | Electrical | 802
1445 | SBJ-Z3B-Z3056-4B-Ac 126 | Ac 126 | Ac 126 | Electrical | ELECTRICAL | OTHERS |  | Z3056-4B | SBJ-Z3B-Z3056-4B |  |  | Z3056 | [5 empty] | 2019-01-01 | 2019 | Q |  | Y | 15 | [8 empty] | False | Electrical | 803
1446 | SBJ-Z3B-Z3056-4A-Ac 127 | Ac 127 | Ac 127 | Electrical | ELECTRICAL | OTHERS |  | Z3056-4A | SBJ-Z3B-Z3056-4A |  |  | Z3056 | [5 empty] | 2019-01-01 | 2019 | Q |  | Y | 15 | [8 empty] | False | Electrical | 804
1447 | SBJ-Z3B-Z3056-3B-Ac 128 | Ac 128 | Ac 128 | Electrical | ELECTRICAL | OTHERS |  | Z3056-3B | SBJ-Z3B-Z3056-3B |  |  | Z3056 | [5 empty] | 2019-01-01 | 2019 | Q |  | Y | 15 | [8 empty] | False | Electrical | 805
1448 | SBJ-Z3B-Z3056-3A-Ac 129 | Ac 129 | Ac 129 | Electrical | ELECTRICAL | OTHERS |  | Z3056-3A | SBJ-Z3B-Z3056-3A |  |  | Z3056 | [5 empty] | 2019-01-01 | 2019 | Q |  | Y | 15 | [8 empty] | False | Electrical | 806
1449 | SBJ-Z3B-Z3056-2B-Ac 130 | Ac 130 | Ac 130 | Electrical | ELECTRICAL | OTHERS |  | Z3056-2B | SBJ-Z3B-Z3056-2B |  |  | Z3056 | [5 empty] | 2019-01-01 | 2019 | Q |  | Y | 15 | [8 empty] | False | Electrical | 807
1450 | SBJ-Z3B-Z3056-2A-Ac 131 | Ac 131 | Ac 131 | Electrical | ELECTRICAL | OTHERS |  | Z3056-2A | SBJ-Z3B-Z3056-2A |  |  | Z3056 | [5 empty] | 2019-01-01 | 2019 | Q |  | Y | 15 | [8 empty] | False | Electrical | 808
1451 | SBJ-Z3B-Z3056-1B-Ac 132 | Ac 132 | Ac 132 | Electrical | ELECTRICAL | OTHERS |  | Z3056-1B | SBJ-Z3B-Z3056-1B |  |  | Z3056 | [5 empty] | 2019-01-01 | 2019 | Q |  | Y | 15 | [8 empty] | False | Electrical | 809
1452 | SBJ-Z3B-Z3056-1A-Ac 133 | Ac 133 | Ac 133 | Electrical | ELECTRICAL | OTHERS |  | Z3056-1A | SBJ-Z3B-Z3056-1A |  |  | Z3056 | [5 empty] | 2019-01-01 | 2019 | Q |  | Y | 15 | [8 empty] | False | Electrical | 810
1453 | SBJ-Z3B-Z3055-6-Ac 134 | Ac 134 | Ac 134 | Electrical | ELECTRICAL | OTHERS |  | Z3055-6 | SBJ-Z3B-Z3055-6 |  |  | Z3055 | [5 empty] | 2019-01-01 | 2019 | Q |  | Y | 15 | [8 empty] | False | Electrical | 811
1454 | SBJ-Z3B-Z3055-5-Ac 135 | Ac 135 | Ac 135 | Electrical | ELECTRICAL | OTHERS |  | Z3055-5 | SBJ-Z3B-Z3055-5 |  |  | Z3055 | [5 empty] | 2019-01-01 | 2019 | Q |  | Y | 15 | [8 empty] | False | Electrical | 812
1455 | SBJ-Z3B-Z3055-4B-Ac 136 | Ac 136 | Ac 136 | Electrical | ELECTRICAL | OTHERS |  | Z3055-4B | SBJ-Z3B-Z3055-4B |  |  | Z3055 | [5 empty] | 2019-01-01 | 2019 | Q |  | Y | 15 | [8 empty] | False | Electrical | 813
1456 | SBJ-Z3B-Z3055-4A-Ac 137 | Ac 137 | Ac 137 | Electrical | ELECTRICAL | OTHERS |  | Z3055-4A | SBJ-Z3B-Z3055-4A |  |  | Z3055 | [5 empty] | 2019-01-01 | 2019 | Q |  | Y | 15 | [8 empty] | False | Electrical | 814
1457 | SBJ-Z3B-Z3055-3B-Ac 138 | Ac 138 | Ac 138 | Electrical | ELECTRICAL | OTHERS |  | Z3055-3B | SBJ-Z3B-Z3055-3B |  |  | Z3055 | [5 empty] | 2019-01-01 | 2019 | Q |  | Y | 15 | [8 empty] | False | Electrical | 815
1458 | SBJ-Z3B-Z3055-3A-Ac 139 | Ac 139 | Ac 139 | Electrical | ELECTRICAL | OTHERS |  | Z3055-3A | SBJ-Z3B-Z3055-3A |  |  | Z3055 | [5 empty] | 2019-01-01 | 2019 | Q |  | Y | 15 | [8 empty] | False | Electrical | 816
1459 | SBJ-Z3B-Z3055-2B-Ac 140 | Ac 140 | Ac 140 | Electrical | ELECTRICAL | OTHERS |  | Z3055-2B | SBJ-Z3B-Z3055-2B |  |  | Z3055 | [5 empty] | 2019-01-01 | 2019 | Q |  | Y | 15 | [8 empty] | False | Electrical | 817
1460 | SBJ-Z3B-Z3055-2A-Ac 141 | Ac 141 | Ac 141 | Electrical | ELECTRICAL | OTHERS |  | Z3055-2A | SBJ-Z3B-Z3055-2A |  |  | Z3055 | [5 empty] | 2019-01-01 | 2019 | Q |  | Y | 15 | [8 empty] | False | Electrical | 818
1461 | SBJ-Z3B-Z3055-1B-Ac 142 | Ac 142 | Ac 142 | Electrical | ELECTRICAL | OTHERS |  | Z3055-1B | SBJ-Z3B-Z3055-1B |  |  | Z3055 | [5 empty] | 2019-01-01 | 2019 | Q |  | Y | 15 | [8 empty] | False | Electrical | 819
1462 | SBJ-Z3B-Z3055-1A-Ac 143 | Ac 143 | Ac 143 | Electrical | ELECTRICAL | OTHERS |  | Z3055-1A | SBJ-Z3B-Z3055-1A |  |  | Z3055 | [5 empty] | 2019-01-01 | 2019 | Q |  | Y | 15 | [8 empty] | False | Electrical | 820
1463 | SBJ-Z3B-Z3054-6-Ac 144 | Ac 144 | Ac 144 | Electrical | ELECTRICAL | OTHERS |  | Z3054-6 | SBJ-Z3B-Z3054-6 |  |  | Z3054 | [5 empty] | 2019-01-01 | 2019 | Q |  | Y | 15 | [8 empty] | False | Electrical | 821
1464 | SBJ-Z3B-Z3054-5-Ac 145 | Ac 145 | Ac 145 | Electrical | ELECTRICAL | OTHERS |  | Z3054-5 | SBJ-Z3B-Z3054-5 |  |  | Z3054 | [5 empty] | 2019-01-01 | 2019 | Q |  | Y | 15 | [8 empty] | False | Electrical | 822
1465 | SBJ-Z3B-Z3054-4B-Ac 146 | Ac 146 | Ac 146 | Electrical | ELECTRICAL | OTHERS |  | Z3054-4B | SBJ-Z3B-Z3054-4B |  |  | Z3054 | [5 empty] | 2019-01-01 | 2019 | Q |  | Y | 15 | [8 empty] | False | Electrical | 823
1466 | SBJ-Z3B-Z3054-4A-Ac 147 | Ac 147 | Ac 147 | Electrical | ELECTRICAL | OTHERS |  | Z3054-4A | SBJ-Z3B-Z3054-4A |  |  | Z3054 | [5 empty] | 2019-01-01 | 2019 | Q |  | Y | 15 | [8 empty] | False | Electrical | 824
1467 | SBJ-Z3B-Z3054-3B-Ac 148 | Ac 148 | Ac 148 | Electrical | ELECTRICAL | OTHERS |  | Z3054-3B | SBJ-Z3B-Z3054-3B |  |  | Z3054 | [5 empty] | 2019-01-01 | 2019 | Q |  | Y | 15 | [8 empty] | False | Electrical | 825
1468 | SBJ-Z3B-Z3054-3A-Ac 149 | Ac 149 | Ac 149 | Electrical | ELECTRICAL | OTHERS |  | Z3054-3A | SBJ-Z3B-Z3054-3A |  |  | Z3054 | [5 empty] | 2019-01-01 | 2019 | Q |  | Y | 15 | [8 empty] | False | Electrical | 826
1469 | SBJ-Z3B-Z3054-2B-Ac 150 | Ac 150 | Ac 150 | Electrical | ELECTRICAL | OTHERS |  | Z3054-2B | SBJ-Z3B-Z3054-2B |  |  | Z3054 | [5 empty] | 2019-01-01 | 2019 | Q |  | Y | 15 | [8 empty] | False | Electrical | 827
1470 | SBJ-Z3B-Z3054-2A-Ac 151 | Ac 151 | Ac 151 | Electrical | ELECTRICAL | OTHERS |  | Z3054-2A | SBJ-Z3B-Z3054-2A |  |  | Z3054 | [5 empty] | 2019-01-01 | 2019 | Q |  | Y | 15 | [8 empty] | False | Electrical | 828
1471 | SBJ-Z3B-Z3054-1B-Ac 152 | Ac 152 | Ac 152 | Electrical | ELECTRICAL | OTHERS |  | Z3054-1B | SBJ-Z3B-Z3054-1B |  |  | Z3054 | [5 empty] | 2019-01-01 | 2019 | Q |  | Y | 15 | [8 empty] | False | Electrical | 829
1472 | SBJ-Z3B-Z3054-1A-Ac 153 | Ac 153 | Ac 153 | Electrical | ELECTRICAL | OTHERS |  | Z3054-1A | SBJ-Z3B-Z3054-1A |  |  | Z3054 | [5 empty] | 2019-01-01 | 2019 | Q |  | Y | 15 | [8 empty] | False | Electrical | 830
1473 | SBJ-Z3B-Z3053-6-Ac 154 | Ac 154 | Ac 154 | Electrical | ELECTRICAL | OTHERS |  | Z3053-6 | SBJ-Z3B-Z3053-6 |  |  | Z3053 | [5 empty] | 2019-01-01 | 2019 | Q |  | Y | 15 | [8 empty] | False | Electrical | 831
1474 | SBJ-Z3B-Z3053-5-Ac 155 | Ac 155 | Ac 155 | Electrical | ELECTRICAL | OTHERS |  | Z3053-5 | SBJ-Z3B-Z3053-5 |  |  | Z3053 | [5 empty] | 2019-01-01 | 2019 | Q |  | Y | 15 | [8 empty] | False | Electrical | 832
1475 | SBJ-Z3B-Z3053-4B-Ac 156 | Ac 156 | Ac 156 | Electrical | ELECTRICAL | OTHERS |  | Z3053-4B | SBJ-Z3B-Z3053-4B |  |  | Z3053 | [5 empty] | 2019-01-01 | 2019 | Q |  | Y | 15 | [8 empty] | False | Electrical | 833
1476 | SBJ-Z3B-Z3053-4A-Ac 157 | Ac 157 | Ac 157 | Electrical | ELECTRICAL | OTHERS |  | Z3053-4A | SBJ-Z3B-Z3053-4A |  |  | Z3053 | [5 empty] | 2019-01-01 | 2019 | Q |  | Y | 15 | [8 empty] | False | Electrical | 834
1477 | SBJ-Z3B-Z3053-3B-Ac 158 | Ac 158 | Ac 158 | Electrical | ELECTRICAL | OTHERS |  | Z3053-3B | SBJ-Z3B-Z3053-3B |  |  | Z3053 | [5 empty] | 2019-01-01 | 2019 | Q |  | Y | 15 | [8 empty] | False | Electrical | 835
1478 | SBJ-Z3B-Z3053-3A-Ac 159 | Ac 159 | Ac 159 | Electrical | ELECTRICAL | OTHERS |  | Z3053-3A | SBJ-Z3B-Z3053-3A |  |  | Z3053 | [5 empty] | 2019-01-01 | 2019 | Q |  | Y | 15 | [8 empty] | False | Electrical | 836
1479 | SBJ-Z3B-Z3053-2B-Ac 160 | Ac 160 | Ac 160 | Electrical | ELECTRICAL | OTHERS |  | Z3053-2B | SBJ-Z3B-Z3053-2B |  |  | Z3053 | [5 empty] | 2019-01-01 | 2019 | Q |  | Y | 15 | [8 empty] | False | Electrical | 837
1480 | SBJ-Z3B-Z3053-2A-Ac 161 | Ac 161 | Ac 161 | Electrical | ELECTRICAL | OTHERS |  | Z3053-2A | SBJ-Z3B-Z3053-2A |  |  | Z3053 | [5 empty] | 2019-01-01 | 2019 | Q |  | Y | 15 | [8 empty] | False | Electrical | 838
1481 | SBJ-Z3B-Z3053-1B-Ac 162 | Ac 162 | Ac 162 | Electrical | ELECTRICAL | OTHERS |  | Z3053-1B | SBJ-Z3B-Z3053-1B |  |  | Z3053 | [5 empty] | 2019-01-01 | 2019 | Q |  | Y | 15 | [8 empty] | False | Electrical | 839
1482 | SBJ-Z3B-Z3053-1A-Ac 163 | Ac 163 | Ac 163 | Electrical | ELECTRICAL | OTHERS |  | Z3053-1A | SBJ-Z3B-Z3053-1A |  |  | Z3053 | [5 empty] | 2019-01-01 | 2019 | Q |  | Y | 15 | [8 empty] | False | Electrical | 840
1483 | SBJ-Z3B-Z3052-6-Ac 164 | Ac 164 | Ac 164 | Electrical | ELECTRICAL | OTHERS |  | Z3052-6 | SBJ-Z3B-Z3052-6 |  |  | Z3052 | [5 empty] | 2019-01-01 | 2019 | Q |  | Y | 15 | [8 empty] | False | Electrical | 841
1484 | SBJ-Z3B-Z3052-5-Ac 165 | Ac 165 | Ac 165 | Electrical | ELECTRICAL | OTHERS |  | Z3052-5 | SBJ-Z3B-Z3052-5 |  |  | Z3052 | [5 empty] | 2019-01-01 | 2019 | Q |  | Y | 15 | [8 empty] | False | Electrical | 842
1485 | SBJ-Z3B-Z3052-4-Ac 166 | Ac 166 | Ac 166 | Electrical | ELECTRICAL | OTHERS |  | Z3052-4 | SBJ-Z3B-Z3052-4 |  |  | Z3052 | [5 empty] | 2019-01-01 | 2019 | Q |  | Y | 15 | [8 empty] | False | Electrical | 843
1486 | SBJ-Z3B-Z3052-3-Ac 167 | Ac 167 | Ac 167 | Electrical | ELECTRICAL | OTHERS |  | Z3052-3 | SBJ-Z3B-Z3052-3 |  |  | Z3052 | [5 empty] | 2019-01-01 | 2019 | Q |  | Y | 15 | [8 empty] | False | Electrical | 844
1487 | SBJ-Z3B-Z3052-2-Ac 168 | Ac 168 | Ac 168 | Electrical | ELECTRICAL | OTHERS |  | Z3052-2 | SBJ-Z3B-Z3052-2 |  |  | Z3052 | [5 empty] | 2019-01-01 | 2019 | Q |  | Y | 15 | [8 empty] | False | Electrical | 845
1488 | SBJ-Z3B-Z3052-1-Ac 169 | Ac 169 | Ac 169 | Electrical | ELECTRICAL | OTHERS |  | Z3052-1 | SBJ-Z3B-Z3052-1 |  |  | Z3052 | [5 empty] | 2019-01-01 | 2019 | Q |  | Y | 15 | [8 empty] | False | Electrical | 846
1489 | SBJ-Z3A-Z3051-6-Ac 170 | Ac 170 | Ac 170 | Electrical | ELECTRICAL | OTHERS |  | Z3051-6 | SBJ-Z3A-Z3051-6 |  |  | Z3051 | [5 empty] | 2019-01-01 | 2019 | Q |  | Y | 15 | [8 empty] | False | Electrical | 847
1490 | SBJ-Z3A-Z3051-5-Ac 171 | Ac 171 | Ac 171 | Electrical | ELECTRICAL | OTHERS |  | Z3051-5 | SBJ-Z3A-Z3051-5 |  |  | Z3051 | [5 empty] | 2019-01-01 | 2019 | Q |  | Y | 15 | [8 empty] | False | Electrical | 848
1491 | SBJ-Z3A-Z3051-4-Ac 172 | Ac 172 | Ac 172 | Electrical | ELECTRICAL | OTHERS |  | Z3051-4 | SBJ-Z3A-Z3051-4 |  |  | Z3051 | [5 empty] | 2019-01-01 | 2019 | Q |  | Y | 15 | [8 empty] | False | Electrical | 849
1492 | SBJ-Z3A-Z3051-3-Ac 173 | Ac 173 | Ac 173 | Electrical | ELECTRICAL | OTHERS |  | Z3051-3 | SBJ-Z3A-Z3051-3 |  |  | Z3051 | [5 empty] | 2019-01-01 | 2019 | Q |  | Y | 15 | [8 empty] | False | Electrical | 850
1493 | SBJ-Z3A-Z3051-2-Ac 174 | Ac 174 | Ac 174 | Electrical | ELECTRICAL | OTHERS |  | Z3051-2 | SBJ-Z3A-Z3051-2 |  |  | Z3051 | [5 empty] | 2019-01-01 | 2019 | Q |  | Y | 15 | [8 empty] | False | Electrical | 851
1494 | SBJ-Z3A-Z3051-1-Ac 175 | Ac 175 | Ac 175 | Electrical | ELECTRICAL | OTHERS |  | Z3051-1 | SBJ-Z3A-Z3051-1 |  |  | Z3051 | [5 empty] | 2019-01-01 | 2019 | Q |  | Y | 15 | [8 empty] | False | Electrical | 852
1495 | SBJ-Z3A-Z3050-6-Ac 176 | Ac 176 | Ac 176 | Electrical | ELECTRICAL | OTHERS |  | Z3050-6 | SBJ-Z3A-Z3050-6 |  |  | Z3050 | [5 empty] | 2019-01-01 | 2019 | Q |  | Y | 15 | [8 empty] | False | Electrical | 853
1496 | SBJ-Z3A-Z3050-5-Ac 177 | Ac 177 | Ac 177 | Electrical | ELECTRICAL | OTHERS |  | Z3050-5 | SBJ-Z3A-Z3050-5 |  |  | Z3050 | [5 empty] | 2019-01-01 | 2019 | Q |  | Y | 15 | [8 empty] | False | Electrical | 854
1497 | SBJ-Z3A-Z3050-4-Ac 178 | Ac 178 | Ac 178 | Electrical | ELECTRICAL | OTHERS |  | Z3050-4 | SBJ-Z3A-Z3050-4 |  |  | Z3050 | [5 empty] | 2019-01-01 | 2019 | Q |  | Y | 15 | [8 empty] | False | Electrical | 855
1498 | SBJ-Z3A-Z3050-3-Ac 179 | Ac 179 | Ac 179 | Electrical | ELECTRICAL | OTHERS |  | Z3050-3 | SBJ-Z3A-Z3050-3 |  |  | Z3050 | [5 empty] | 2019-01-01 | 2019 | Q |  | Y | 15 | [8 empty] | False | Electrical | 856
1499 | SBJ-Z3A-Z3050-2-Ac 180 | Ac 180 | Ac 180 | Electrical | ELECTRICAL | OTHERS |  | Z3050-2 | SBJ-Z3A-Z3050-2 |  |  | Z3050 | [5 empty] | 2019-01-01 | 2019 | Q |  | Y | 15 | [8 empty] | False | Electrical | 857
1500 | SBJ-Z3A-Z3050-1-Ac 181 | Ac 181 | Ac 181 | Electrical | ELECTRICAL | OTHERS |  | Z3050-1 | SBJ-Z3A-Z3050-1 |  |  | Z3050 | [5 empty] | 2019-01-01 | 2019 | Q |  | Y | 15 | [8 empty] | False | Electrical | 858
1501 | SBJ-Z3A-Z3049-6-Ac 182 | Ac 182 | Ac 182 | Electrical | ELECTRICAL | OTHERS |  | Z3049-6 | SBJ-Z3A-Z3049-6 |  |  | Z3049 | [5 empty] | 2019-01-01 | 2019 | Q |  | Y | 15 | [8 empty] | False | Electrical | 859
1502 | SBJ-Z3A-Z3049-5-Ac 183 | Ac 183 | Ac 183 | Electrical | ELECTRICAL | OTHERS |  | Z3049-5 | SBJ-Z3A-Z3049-5 |  |  | Z3049 | [5 empty] | 2019-01-01 | 2019 | Q |  | Y | 15 | [8 empty] | False | Electrical | 860
1503 | SBJ-Z3A-Z3049-4-Ac 184 | Ac 184 | Ac 184 | Electrical | ELECTRICAL | OTHERS |  | Z3049-4 | SBJ-Z3A-Z3049-4 |  |  | Z3049 | [5 empty] | 2019-01-01 | 2019 | Q |  | Y | 15 | [8 empty] | False | Electrical | 861
1504 | SBJ-Z3A-Z3049-3-Ac 185 | Ac 185 | Ac 185 | Electrical | ELECTRICAL | OTHERS |  | Z3049-3 | SBJ-Z3A-Z3049-3 |  |  | Z3049 | [5 empty] | 2019-01-01 | 2019 | Q |  | Y | 15 | [8 empty] | False | Electrical | 862
1505 | SBJ-Z3A-Z3049-2-Ac 186 | Ac 186 | Ac 186 | Electrical | ELECTRICAL | OTHERS |  | Z3049-2 | SBJ-Z3A-Z3049-2 |  |  | Z3049 | [5 empty] | 2019-01-01 | 2019 | Q |  | Y | 15 | [8 empty] | False | Electrical | 863
1506 | SBJ-Z3A-Z3049-1-Ac 187 | Ac 187 | Ac 187 | Electrical | ELECTRICAL | OTHERS |  | Z3049-1 | SBJ-Z3A-Z3049-1 |  |  | Z3049 | [5 empty] | 2019-01-01 | 2019 | Q |  | Y | 15 | [8 empty] | False | Electrical | 864
1507 | SBJ-Z3A-Z3048-6-Ac 188 | Ac 188 | Ac 188 | Electrical | ELECTRICAL | OTHERS |  | Z3048-6 | SBJ-Z3A-Z3048-6 |  |  | Z3048 | [5 empty] | 2019-01-01 | 2019 | Q |  | Y | 15 | [8 empty] | False | Electrical | 865
1508 | SBJ-Z3A-Z3048-5-Ac 189 | Ac 189 | Ac 189 | Electrical | ELECTRICAL | OTHERS |  | Z3048-5 | SBJ-Z3A-Z3048-5 |  |  | Z3048 | [5 empty] | 2019-01-01 | 2019 | Q |  | Y | 15 | [8 empty] | False | Electrical | 866
1509 | SBJ-Z3A-Z3048-4-Ac 190 | Ac 190 | Ac 190 | Electrical | ELECTRICAL | OTHERS |  | Z3048-4 | SBJ-Z3A-Z3048-4 |  |  | Z3048 | [5 empty] | 2019-01-01 | 2019 | Q |  | Y | 15 | [8 empty] | False | Electrical | 867
1510 | SBJ-Z3A-Z3048-3-Ac 191 | Ac 191 | Ac 191 | Electrical | ELECTRICAL | OTHERS |  | Z3048-3 | SBJ-Z3A-Z3048-3 |  |  | Z3048 | [5 empty] | 2019-01-01 | 2019 | Q |  | Y | 15 | [8 empty] | False | Electrical | 868
1511 | SBJ-Z3A-Z3048-2-Ac 192 | Ac 192 | Ac 192 | Electrical | ELECTRICAL | OTHERS |  | Z3048-2 | SBJ-Z3A-Z3048-2 |  |  | Z3048 | [5 empty] | 2019-01-01 | 2019 | Q |  | Y | 15 | [8 empty] | False | Electrical | 869
1512 | SBJ-Z3A-Z3048-1-Ac 193 | Ac 193 | Ac 193 | Electrical | ELECTRICAL | OTHERS |  | Z3048-1 | SBJ-Z3A-Z3048-1 |  |  | Z3048 | [5 empty] | 2019-01-01 | 2019 | Q |  | Y | 15 | [8 empty] | False | Electrical | 870
1513 | SBJ-Z3A-Z3047-6-Ac 194 | Ac 194 | Ac 194 | Electrical | ELECTRICAL | OTHERS |  | Z3047-6 | SBJ-Z3A-Z3047-6 |  |  | Z3047 | [5 empty] | 2019-01-01 | 2019 | Q |  | Y | 15 | [8 empty] | False | Electrical | 871
1514 | SBJ-Z3A-Z3047-5-Ac 195 | Ac 195 | Ac 195 | Electrical | ELECTRICAL | OTHERS |  | Z3047-5 | SBJ-Z3A-Z3047-5 |  |  | Z3047 | [5 empty] | 2019-01-01 | 2019 | Q |  | Y | 15 | [8 empty] | False | Electrical | 872
1515 | SBJ-Z3A-Z3047-4-Ac 196 | Ac 196 | Ac 196 | Electrical | ELECTRICAL | OTHERS |  | Z3047-4 | SBJ-Z3A-Z3047-4 |  |  | Z3047 | [5 empty] | 2019-01-01 | 2019 | Q |  | Y | 15 | [8 empty] | False | Electrical | 873
1516 | SBJ-Z3A-Z3047-3-Ac 197 | Ac 197 | Ac 197 | Electrical | ELECTRICAL | OTHERS |  | Z3047-3 | SBJ-Z3A-Z3047-3 |  |  | Z3047 | [5 empty] | 2019-01-01 | 2019 | Q |  | Y | 15 | [8 empty] | False | Electrical | 874
1517 | SBJ-Z3A-Z3047-2-Ac 198 | Ac 198 | Ac 198 | Electrical | ELECTRICAL | OTHERS |  | Z3047-2 | SBJ-Z3A-Z3047-2 |  |  | Z3047 | [5 empty] | 2019-01-01 | 2019 | Q |  | Y | 15 | [8 empty] | False | Electrical | 875
1518 | SBJ-Z3A-Z3047-1-Ac 199 | Ac 199 | Ac 199 | Electrical | ELECTRICAL | OTHERS |  | Z3047-1 | SBJ-Z3A-Z3047-1 |  |  | Z3047 | [5 empty] | 2019-01-01 | 2019 | Q |  | Y | 15 | [8 empty] | False | Electrical | 876
1519 | SBJ-Z3A-Z3046-6-Ac 200 | Ac 200 | Ac 200 | Electrical | ELECTRICAL | OTHERS |  | Z3046-6 | SBJ-Z3A-Z3046-6 |  |  | Z3046 | [5 empty] | 2019-01-01 | 2019 | Q |  | Y | 15 | [8 empty] | False | Electrical | 877
1520 | SBJ-Z3A-Z3046-5-Ac 201 | Ac 201 | Ac 201 | Electrical | ELECTRICAL | OTHERS |  | Z3046-5 | SBJ-Z3A-Z3046-5 |  |  | Z3046 | [5 empty] | 2019-01-01 | 2019 | Q |  | Y | 15 | [8 empty] | False | Electrical | 878
1521 | SBJ-Z3A-Z3046-4-Ac 202 | Ac 202 | Ac 202 | Electrical | ELECTRICAL | OTHERS |  | Z3046-4 | SBJ-Z3A-Z3046-4 |  |  | Z3046 | [5 empty] | 2019-01-01 | 2019 | Q |  | Y | 15 | [8 empty] | False | Electrical | 879
1522 | SBJ-Z3A-Z3046-3-Ac 203 | Ac 203 | Ac 203 | Electrical | ELECTRICAL | OTHERS |  | Z3046-3 | SBJ-Z3A-Z3046-3 |  |  | Z3046 | [5 empty] | 2019-01-01 | 2019 | Q |  | Y | 15 | [8 empty] | False | Electrical | 880
1523 | SBJ-Z3A-Z3046-2-Ac 204 | Ac 204 | Ac 204 | Electrical | ELECTRICAL | OTHERS |  | Z3046-2 | SBJ-Z3A-Z3046-2 |  |  | Z3046 | [5 empty] | 2019-01-01 | 2019 | Q |  | Y | 15 | [8 empty] | False | Electrical | 881
1524 | SBJ-Z3A-Z3046-1-Ac 205 | Ac 205 | Ac 205 | Electrical | ELECTRICAL | OTHERS |  | Z3046-1 | SBJ-Z3A-Z3046-1 |  |  | Z3046 | [5 empty] | 2019-01-01 | 2019 | Q |  | Y | 15 | [8 empty] | False | Electrical | 882
1525 | SBJ-Z3A-Z3045-6-Ac 206 | Ac 206 | Ac 206 | Electrical | ELECTRICAL | OTHERS |  | Z3045-6 | SBJ-Z3A-Z3045-6 |  |  | Z3045 | [5 empty] | 2019-01-01 | 2019 | Q |  | Y | 15 | [8 empty] | False | Electrical | 883
1526 | SBJ-Z3A-Z3045-5-Ac 207 | Ac 207 | Ac 207 | Electrical | ELECTRICAL | OTHERS |  | Z3045-5 | SBJ-Z3A-Z3045-5 |  |  | Z3045 | [5 empty] | 2019-01-01 | 2019 | Q |  | Y | 15 | [8 empty] | False | Electrical | 884
1527 | SBJ-Z3A-Z3045-4-Ac 208 | Ac 208 | Ac 208 | Electrical | ELECTRICAL | OTHERS |  | Z3045-4 | SBJ-Z3A-Z3045-4 |  |  | Z3045 | [5 empty] | 2019-01-01 | 2019 | Q |  | Y | 15 | [8 empty] | False | Electrical | 885
1528 | SBJ-Z3A-Z3045-3-Ac 209 | Ac 209 | Ac 209 | Electrical | ELECTRICAL | OTHERS |  | Z3045-3 | SBJ-Z3A-Z3045-3 |  |  | Z3045 | [5 empty] | 2019-01-01 | 2019 | Q |  | Y | 15 | [8 empty] | False | Electrical | 886
1529 | SBJ-Z3A-Z3045-2-Ac 210 | Ac 210 | Ac 210 | Electrical | ELECTRICAL | OTHERS |  | Z3045-2 | SBJ-Z3A-Z3045-2 |  |  | Z3045 | [5 empty] | 2019-01-01 | 2019 | Q |  | Y | 15 | [8 empty] | False | Electrical | 887
1530 | SBJ-Z3A-Z3045-1-Ac 211 | Ac 211 | Ac 211 | Electrical | ELECTRICAL | OTHERS |  | Z3045-1 | SBJ-Z3A-Z3045-1 |  |  | Z3045 | [5 empty] | 2019-01-01 | 2019 | Q |  | Y | 15 | [8 empty] | False | Electrical | 888
1531 | SBJ-Z3A-Z3044-6-Ac 212 | Ac 212 | Ac 212 | Electrical | ELECTRICAL | OTHERS |  | Z3044-6 | SBJ-Z3A-Z3044-6 |  |  | Z3044 | [5 empty] | 2019-01-01 | 2019 | Q |  | Y | 15 | [8 empty] | False | Electrical | 889
1532 | SBJ-Z3A-Z3044-5-Ac 213 | Ac 213 | Ac 213 | Electrical | ELECTRICAL | OTHERS |  | Z3044-5 | SBJ-Z3A-Z3044-5 |  |  | Z3044 | [5 empty] | 2019-01-01 | 2019 | Q |  | Y | 15 | [8 empty] | False | Electrical | 890
1533 | SBJ-Z3A-Z3044-4-Ac 214 | Ac 214 | Ac 214 | Electrical | ELECTRICAL | OTHERS |  | Z3044-4 | SBJ-Z3A-Z3044-4 |  |  | Z3044 | [5 empty] | 2019-01-01 | 2019 | Q |  | Y | 15 | [8 empty] | False | Electrical | 891
1534 | SBJ-Z3A-Z3044-3-Ac 215 | Ac 215 | Ac 215 | Electrical | ELECTRICAL | OTHERS |  | Z3044-3 | SBJ-Z3A-Z3044-3 |  |  | Z3044 | [5 empty] | 2019-01-01 | 2019 | Q |  | Y | 15 | [8 empty] | False | Electrical | 892
1535 | SBJ-Z3A-Z3044-2-Ac 216 | Ac 216 | Ac 216 | Electrical | ELECTRICAL | OTHERS |  | Z3044-2 | SBJ-Z3A-Z3044-2 |  |  | Z3044 | [5 empty] | 2019-01-01 | 2019 | Q |  | Y | 15 | [8 empty] | False | Electrical | 893
1536 | SBJ-Z3A-Z3044-1-Ac 217 | Ac 217 | Ac 217 | Electrical | ELECTRICAL | OTHERS |  | Z3044-1 | SBJ-Z3A-Z3044-1 |  |  | Z3044 | [5 empty] | 2019-01-01 | 2019 | Q |  | Y | 15 | [8 empty] | False | Electrical | 894
1537 | SBJ-Z3A-Z3043-Ac 218 | Ac 218 | Ac 218 | Electrical | ELECTRICAL | OTHERS |  | Z3043 | SBJ-Z3A-Z3043 |  |  | Z3043 | [5 empty] | 2019-01-01 | 2019 | Q |  | Y | 15 | [8 empty] | False | Electrical | 895
1538 | SBJ-Z3A-Z3042-Ac 219 | Ac 219 | Ac 219 | Electrical | ELECTRICAL | OTHERS |  | Z3042 | SBJ-Z3A-Z3042 |  |  | Z3042 | [5 empty] | 2019-01-01 | 2019 | Q |  | Y | 15 | [8 empty] | False | Electrical | 896
1539 | SBJ-Z3A-Z3041-Ac 220 | Ac 220 | Ac 220 | Electrical | ELECTRICAL | OTHERS |  | Z3041 | SBJ-Z3A-Z3041 |  |  | Z3041 | [5 empty] | 2019-01-01 | 2019 | Q |  | Y | 15 | [8 empty] | False | Electrical | 897
1540 | SBJ-Z3A-Z3040-Ac 221 | Ac 221 | Ac 221 | Electrical | ELECTRICAL | OTHERS |  | Z3040 | SBJ-Z3A-Z3040 |  |  | Z3040 | [5 empty] | 2019-01-01 | 2019 | Q |  | Y | 15 | [8 empty] | False | Electrical | 898
1541 | SBJ-Z3A-Z3039-Ac 222 | Ac 222 | Ac 222 | Electrical | ELECTRICAL | OTHERS |  | Z3039 | SBJ-Z3A-Z3039 |  |  | Z3039 | [5 empty] | 2019-01-01 | 2019 | Q |  | Y | 15 | [8 empty] | False | Electrical | 899
1542 | SBJ-Z3A-Z3038-Ac 223 | Ac 223 | Ac 223 | Electrical | ELECTRICAL | OTHERS |  | Z3038 | SBJ-Z3A-Z3038 |  |  | Z3038 | [5 empty] | 2019-01-01 | 2019 | Q |  | Y | 15 | [8 empty] | False | Electrical | 900
1543 | SBJ-Z3A-Z3037-Ac 224 | Ac 224 | Ac 224 | Electrical | ELECTRICAL | OTHERS |  | Z3037 | SBJ-Z3A-Z3037 |  |  | Z3037 | [5 empty] | 2019-01-01 | 2019 | Q |  | Y | 15 | [8 empty] | False | Electrical | 901
1544 | SBJ-Z3A-Z3036-Ac 225 | Ac 225 | Ac 225 | Electrical | ELECTRICAL | OTHERS |  | Z3036 | SBJ-Z3A-Z3036 |  |  | Z3036 | [5 empty] | 2019-01-01 | 2019 | Q |  | Y | 15 | [8 empty] | False | Electrical | 902
1545 | SBJ-Z3A-Z3035-Ac 226 | Ac 226 | Ac 226 | Electrical | ELECTRICAL | OTHERS |  | Z3035 | SBJ-Z3A-Z3035 |  |  | Z3035 | [5 empty] | 2019-01-01 | 2019 | Q |  | Y | 15 | [8 empty] | False | Electrical | 903
1546 | SBJ-Z3A-Z3034-Ac 227 | Ac 227 | Ac 227 | Electrical | ELECTRICAL | OTHERS |  | Z3034 | SBJ-Z3A-Z3034 |  |  | Z3034 | [5 empty] | 2019-01-01 | 2019 | Q |  | Y | 15 | [8 empty] | False | Electrical | 904
1547 | SBJ-Z3A-Z3033-Ac 228 | Ac 228 | Ac 228 | Electrical | ELECTRICAL | OTHERS |  | Z3033 | SBJ-Z3A-Z3033 |  |  | Z3033 | [5 empty] | 2019-01-01 | 2019 | Q |  | Y | 15 | [8 empty] | False | Electrical | 905
1548 | SBJ-Z3A-Z3032-Ac 229 | Ac 229 | Ac 229 | Electrical | ELECTRICAL | OTHERS |  | Z3032 | SBJ-Z3A-Z3032 |  |  | Z3032 | [5 empty] | 2019-01-01 | 2019 | Q |  | Y | 15 | [8 empty] | False | Electrical | 906
1549 | SBJ-Z3A-Z3031-Ac 230 | Ac 230 | Ac 230 | Electrical | ELECTRICAL | OTHERS |  | Z3031 | SBJ-Z3A-Z3031 |  |  | Z3031 | [5 empty] | 2019-01-01 | 2019 | Q |  | Y | 15 | [8 empty] | False | Electrical | 907
1550 | SBJ-Z3A-Z3030-Ac 231 | Ac 231 | Ac 231 | Electrical | ELECTRICAL | OTHERS |  | Z3030 | SBJ-Z3A-Z3030 |  |  | Z3030 | [5 empty] | 2019-01-01 | 2019 | Q |  | Y | 15 | [8 empty] | False | Electrical | 908
1551 | SBJ-Z3A-Z3029-Ac 232 | Ac 232 | Ac 232 | Electrical | ELECTRICAL | OTHERS |  | Z3029 | SBJ-Z3A-Z3029 |  |  | Z3029 | [5 empty] | 2019-01-01 | 2019 | Q |  | Y | 15 | [8 empty] | False | Electrical | 909
1552 | SBJ-Z3A-Z3028-Ac 233 | Ac 233 | Ac 233 | Electrical | ELECTRICAL | OTHERS |  | Z3028 | SBJ-Z3A-Z3028 |  |  | Z3028 | [5 empty] | 2019-01-01 | 2019 | Q |  | Y | 15 | [8 empty] | False | Electrical | 910
1553 | SBJ-Z3A-Z3027-Ac 234 | Ac 234 | Ac 234 | Electrical | ELECTRICAL | OTHERS |  | Z3027 | SBJ-Z3A-Z3027 |  |  | Z3027 | [5 empty] | 2019-01-01 | 2019 | Q |  | Y | 15 | [8 empty] | False | Electrical | 911
1554 | SBJ-Z3A-Z3026-Ac 235 | Ac 235 | Ac 235 | Electrical | ELECTRICAL | OTHERS |  | Z3026 | SBJ-Z3A-Z3026 |  |  | Z3026 | [5 empty] | 2019-01-01 | 2019 | Q |  | Y | 15 | [8 empty] | False | Electrical | 912
1555 | SBJ-Z3A-Z3025-Ac 236 | Ac 236 | Ac 236 | Electrical | ELECTRICAL | OTHERS |  | Z3025 | SBJ-Z3A-Z3025 |  |  | Z3025 | [5 empty] | 2019-01-01 | 2019 | Q |  | Y | 15 | [8 empty] | False | Electrical | 913
1556 | SBJ-Z3A-Z3024-Ac 237 | Ac 237 | Ac 237 | Electrical | ELECTRICAL | OTHERS |  | Z3024 | SBJ-Z3A-Z3024 |  |  | Z3024 | [5 empty] | 2019-01-01 | 2019 | Q |  | Y | 15 | [8 empty] | False | Electrical | 914
1557 | SBJ-Z3A-Z3023-Ac 238 | Ac 238 | Ac 238 | Electrical | ELECTRICAL | OTHERS |  | Z3023 | SBJ-Z3A-Z3023 |  |  | Z3023 | [5 empty] | 2019-01-01 | 2019 | Q |  | Y | 15 | [8 empty] | False | Electrical | 915
1558 | SBJ-Z3B-Z3022-Ac 239 | Ac 239 | Ac 239 | Electrical | ELECTRICAL | OTHERS |  | Z3022 | SBJ-Z3B-Z3022 |  |  | Z3022 | [5 empty] | 2019-01-01 | 2019 | Q |  | Y | 15 | [8 empty] | False | Electrical | 916
1559 | SBJ-Z3B-Z3021-Ac 240 | Ac 240 | Ac 240 | Electrical | ELECTRICAL | OTHERS |  | Z3021 | SBJ-Z3B-Z3021 |  |  | Z3021 | [5 empty] | 2019-01-01 | 2019 | Q |  | Y | 15 | [8 empty] | False | Electrical | 917
1560 | SBJ-Z3B-Z3020-Ac 241 | Ac 241 | Ac 241 | Electrical | ELECTRICAL | OTHERS |  | Z3020 | SBJ-Z3B-Z3020 |  |  | Z3020 | [5 empty] | 2019-01-01 | 2019 | Q |  | Y | 15 | [8 empty] | False | Electrical | 918
1561 | SBJ-Z3B-Z3019-Ac 242 | Ac 242 | Ac 242 | Electrical | ELECTRICAL | OTHERS |  | Z3019 | SBJ-Z3B-Z3019 |  |  | Z3019 | [5 empty] | 2019-01-01 | 2019 | Q |  | Y | 15 | [8 empty] | False | Electrical | 919
1562 | SBJ-Z3B-Z3018-Ac 243 | Ac 243 | Ac 243 | Electrical | ELECTRICAL | OTHERS |  | Z3018 | SBJ-Z3B-Z3018 |  |  | Z3018 | [5 empty] | 2019-01-01 | 2019 | Q |  | Y | 15 | [8 empty] | False | Electrical | 920
1563 | SBJ-Z3B-Z3017-Ac 244 | Ac 244 | Ac 244 | Electrical | ELECTRICAL | OTHERS |  | Z3017 | SBJ-Z3B-Z3017 |  |  | Z3017 | [5 empty] | 2019-01-01 | 2019 | Q |  | Y | 15 | [8 empty] | False | Electrical | 921
1564 | SBJ-Z3B-Z3016-Ac 245 | Ac 245 | Ac 245 | Electrical | ELECTRICAL | OTHERS |  | Z3016 | SBJ-Z3B-Z3016 |  |  | Z3016 | [5 empty] | 2019-01-01 | 2019 | Q |  | Y | 15 | [8 empty] | False | Electrical | 922
1565 | SBJ-Z3B-Z3015-Ac 246 | Ac 246 | Ac 246 | Electrical | ELECTRICAL | OTHERS |  | Z3015 | SBJ-Z3B-Z3015 |  |  | Z3015 | [5 empty] | 2019-01-01 | 2019 | Q |  | Y | 15 | [8 empty] | False | Electrical | 923
1566 | SBJ-Z3B-Z3014-Ac 247 | Ac 247 | Ac 247 | Electrical | ELECTRICAL | OTHERS |  | Z3014 | SBJ-Z3B-Z3014 |  |  | Z3014 | [5 empty] | 2019-01-01 | 2019 | Q |  | Y | 15 | [8 empty] | False | Electrical | 924
1567 | SBJ-Z3B-Z3013-Ac 248 | Ac 248 | Ac 248 | Electrical | ELECTRICAL | OTHERS |  | Z3013 | SBJ-Z3B-Z3013 |  |  | Z3013 | [5 empty] | 2019-01-01 | 2019 | Q |  | Y | 15 | [8 empty] | False | Electrical | 925
1568 | SBJ-Z3B-Z3012-Ac 249 | Ac 249 | Ac 249 | Electrical | ELECTRICAL | OTHERS |  | Z3012 | SBJ-Z3B-Z3012 |  |  | Z3012 | [5 empty] | 2019-01-01 | 2019 | Q |  | Y | 15 | [8 empty] | False | Electrical | 926
1569 | SBJ-Z3B-Z3011-Ac 250 | Ac 250 | Ac 250 | Electrical | ELECTRICAL | OTHERS |  | Z3011 | SBJ-Z3B-Z3011 |  |  | Z3011 | [5 empty] | 2019-01-01 | 2019 | Q |  | Y | 15 | [8 empty] | False | Electrical | 927
1570 | SBJ-Z3B-Z3010-Ac 251 | Ac 251 | Ac 251 | Electrical | ELECTRICAL | OTHERS |  | Z3010 | SBJ-Z3B-Z3010 |  |  | Z3010 | [5 empty] | 2019-01-01 | 2019 | Q |  | Y | 15 | [8 empty] | False | Electrical | 928
1571 | SBJ-Z3B-Z3009-Ac 252 | Ac 252 | Ac 252 | Electrical | ELECTRICAL | OTHERS |  | Z3009 | SBJ-Z3B-Z3009 |  |  | Z3009 | [5 empty] | 2019-01-01 | 2019 | Q |  | Y | 15 | [8 empty] | False | Electrical | 929
1572 | SBJ-Z3B-Z3008-Ac 253 | Ac 253 | Ac 253 | Electrical | ELECTRICAL | OTHERS |  | Z3008 | SBJ-Z3B-Z3008 |  |  | Z3008 | [5 empty] | 2019-01-01 | 2019 | Q |  | Y | 15 | [8 empty] | False | Electrical | 930
1573 | SBJ-Z3B-Z3007-Ac 254 | Ac 254 | Ac 254 | Electrical | ELECTRICAL | OTHERS |  | Z3007 | SBJ-Z3B-Z3007 |  |  | Z3007 | [5 empty] | 2019-01-01 | 2019 | Q |  | Y | 15 | [8 empty] | False | Electrical | 931
1574 | SBJ-Z3B-Z3006-Ac 255 | Ac 255 | Ac 255 | Electrical | ELECTRICAL | OTHERS |  | Z3006 | SBJ-Z3B-Z3006 |  |  | Z3006 | [5 empty] | 2019-01-01 | 2019 | Q |  | Y | 15 | [8 empty] | False | Electrical | 932
1575 | SBJ-Z3B-Z3005-Ac 256 | Ac 256 | Ac 256 | Electrical | ELECTRICAL | OTHERS |  | Z3005 | SBJ-Z3B-Z3005 |  |  | Z3005 | [5 empty] | 2019-01-01 | 2019 | Q |  | Y | 15 | [8 empty] | False | Electrical | 933
1576 | SBJ-Z3B-Z3004-Ac 257 | Ac 257 | Ac 257 | Electrical | ELECTRICAL | OTHERS |  | Z3004 | SBJ-Z3B-Z3004 |  |  | Z3004 | [5 empty] | 2019-01-01 | 2019 | Q |  | Y | 15 | [8 empty] | False | Electrical | 934
1577 | SBJ-Z3B-Z3003-Ac 258 | Ac 258 | Ac 258 | Electrical | ELECTRICAL | OTHERS |  | Z3003 | SBJ-Z3B-Z3003 |  |  | Z3003 | [5 empty] | 2019-01-01 | 2019 | Q |  | Y | 15 | [8 empty] | False | Electrical | 935
1578 | SBJ-Z3B-Z3002-Ac 259 | Ac 259 | Ac 259 | Electrical | ELECTRICAL | OTHERS |  | Z3002 | SBJ-Z3B-Z3002 |  |  | Z3002 | [5 empty] | 2019-01-01 | 2019 | Q |  | Y | 15 | [8 empty] | False | Electrical | 936
1579 | SBJ-Z3B-Z3001-Ac 260 | Ac 260 | Ac 260 | Electrical | ELECTRICAL | OTHERS |  | Z3001 | SBJ-Z3B-Z3001 |  |  | Z3001 | [5 empty] | 2019-01-01 | 2019 | Q |  | Y | 15 | [8 empty] | False | Electrical | 937
GEN-STP-001 | SBJ-STP-GEN-001 | Diesel Generator - STP | 350 kVA Standby Diesel Generator - Power backup for STP | Electrical | ELECTRICAL | Generator |  | STP - Sewage Treatment Plant | SBJ-STP |  |  |  | TBC | TBC | TBC |  |  | 2020-01-01 | 2020 | Monthly |  | Yes | 20 |  |  | Good | [5 empty] | False | Electrical | 938
697 | SBJ-Z1-B1-BMS | BMS | BMS SYSTEM PRESSURE - BOOSTER PUMP | Mechanical & Plumbing | MECHANICAL & PLUMBING | BMS |  | BMS SYSTEM | SBJ-Z1-B1-BMS |  |  | Z1 | [5 empty] | 2019-01-01 | 2019 | 2 |  | Y | 15 | [8 empty] | False | Mechanical & Plumbing | 2
698 | SBJ-Z1-B2-BMS | BMS | BMS SYSTEM PRESSURE - BOOSTER PUMP | Mechanical & Plumbing | MECHANICAL & PLUMBING | BMS |  | BMS SYSTEM | SBJ-Z1-B2-BMS |  |  | Z1 | [5 empty] | 2019-01-01 | 2019 | 2 |  | Y | 15 | [8 empty] | False | Mechanical & Plumbing | 3
699 | SBJ-Z1-B3-BMS | BMS | BMS SYSTEM PRESSURE - BOOSTER PUMP | Mechanical & Plumbing | MECHANICAL & PLUMBING | BMS |  | BMS SYSTEM | SBJ-Z1-B3-BMS |  |  | Z1 | [5 empty] | 2019-01-01 | 2019 | 2 |  | Y | 15 | [8 empty] | False | Mechanical & Plumbing | 4
700 | SBJ-Z1-B4-BMS | BMS | BMS SYSTEM PRESSURE - BOOSTER PUMP | Mechanical & Plumbing | MECHANICAL & PLUMBING | BMS |  | BMS SYSTEM | SBJ-Z1-B4-BMS |  |  | Z1 | [5 empty] | 2019-01-01 | 2019 | 2 |  | Y | 15 | [8 empty] | False | Mechanical & Plumbing | 5
701 | SBJ-Z1-B5-BMS | BMS | BMS SYSTEM PRESSURE - BOOSTER PUMP | Mechanical & Plumbing | MECHANICAL & PLUMBING | BMS |  | BMS SYSTEM | SBJ-Z1-B5-BMS |  |  | Z1 | [5 empty] | 2019-01-01 | 2019 | 2 |  | Y | 15 | [8 empty] | False | Mechanical & Plumbing | 6
702 | SBJ-Z1-B6-BMS | BMS | BMS SYSTEM PRESSURE - BOOSTER PUMP | Mechanical & Plumbing | MECHANICAL & PLUMBING | BMS |  | BMS SYSTEM | SBJ-Z1-B6-BMS |  |  | Z1 | [5 empty] | 2019-01-01 | 2019 | 2 |  | Y | 15 | [8 empty] | False | Mechanical & Plumbing | 7
703 | SBJ-Z1-B7-BMS | BMS | BMS SYSTEM PRESSURE - BOOSTER PUMP | Mechanical & Plumbing | MECHANICAL & PLUMBING | BMS |  | BMS SYSTEM | SBJ-Z1-B7-BMS |  |  | Z1 | [5 empty] | 2019-01-01 | 2019 | 2 |  | Y | 15 | [8 empty] | False | Mechanical & Plumbing | 8
704 | SBJ-Z1-B8-BMS | BMS | BMS SYSTEM PRESSURE - BOOSTER PUMP | Mechanical & Plumbing | MECHANICAL & PLUMBING | BMS |  | BMS SYSTEM | SBJ-Z1-B8-BMS |  |  | Z1 | [5 empty] | 2019-01-01 | 2019 | 2 |  | Y | 15 | [8 empty] | False | Mechanical & Plumbing | 9
705 | SBJ-Z1-B4-RF-CPBP1 | CPBP1 | BOOSTER PUMP-1 | Mechanical & Plumbing | MECHANICAL & PLUMBING | BOOSTER PUMP |  | ROOF TOP | SBJ-Z1-B4-RF |  |  | Z1 | [5 empty] | 2019-01-01 | 2019 | OC |  | Y | 13 | [8 empty] | False | Mechanical & Plumbing | 10
706 | SBJ-Z1-B4-RF-CPBP2 | CPBP2 | BOOSTER PUMP-2 | Mechanical & Plumbing | MECHANICAL & PLUMBING | BOOSTER PUMP |  | ROOF TOP | SBJ-Z1-B4-RF |  |  | Z1 | [5 empty] | 2019-01-01 | 2019 | OC |  | Y | 13 | [8 empty] | False | Mechanical & Plumbing | 11
707 | SBJ-Z1-B5-RF-CPBP1 | CPBP1 | BOOSTER PUMP-1 | Mechanical & Plumbing | MECHANICAL & PLUMBING | BOOSTER PUMP |  | ROOF TOP | SBJ-Z1-B5-RF |  |  | Z1 | [5 empty] | 2019-01-01 | 2019 | OC |  | Y | 13 | [8 empty] | False | Mechanical & Plumbing | 12
708 | SBJ-Z1-B5-RF-CPBP2 | CPBP2 | BOOSTER PUMP-2 | Mechanical & Plumbing | MECHANICAL & PLUMBING | BOOSTER PUMP |  | ROOF TOP | SBJ-Z1-B5-RF |  |  | Z1 | [5 empty] | 2019-01-01 | 2019 | OC |  | Y | 13 | [8 empty] | False | Mechanical & Plumbing | 13
709 | SBJ-Z1-B6-RF-CPBP1 | CPBP1 | BOOSTER PUMP-1 | Mechanical & Plumbing | MECHANICAL & PLUMBING | BOOSTER PUMP |  | ROOF TOP | SBJ-Z1-B6-RF |  |  | Z1 | [5 empty] | 2019-01-01 | 2019 | OC |  | Y | 13 | [8 empty] | False | Mechanical & Plumbing | 14
710 | SBJ-Z1-B6-RF-CPBP2 | CPBP2 | BOOSTER PUMP-2 | Mechanical & Plumbing | MECHANICAL & PLUMBING | BOOSTER PUMP |  | ROOF TOP | SBJ-Z1-B6-RF |  |  | Z1 | [5 empty] | 2019-01-01 | 2019 | OC |  | Y | 13 | [8 empty] | False | Mechanical & Plumbing | 15
711 | SBJ-Z1-MG1-WFBP1 | WFBP1 | BOOSTER PUMP-1 | Mechanical & Plumbing | MECHANICAL & PLUMBING | BOOSTER PUMP |  | Main Gate 1 | SBJ-Z1-MG1 |  |  | Z1 | [5 empty] | 2019-01-01 | 2019 | Q |  | Y | 13 | [8 empty] | False | Mechanical & Plumbing | 16
712 | SBJ-Z1-MG1-WFBP2 | WFBP2 | BOOSTER PUMP-2 | Mechanical & Plumbing | MECHANICAL & PLUMBING | BOOSTER PUMP |  | Main Gate 1 | SBJ-Z1-MG1 |  |  | Z1 | [5 empty] | 2019-01-01 | 2019 | Q |  | Y | 13 | [8 empty] | False | Mechanical & Plumbing | 17
713 | SBJ-Z3-CP-CNR-CDP1 | CDP1 | POOL DOSING SYSTEM-PH(MB-3-56GL-0388) | Mechanical & Plumbing | MECHANICAL & PLUMBING | CHEMICAL DOSING PUMP |  | CONTROL ROOM | SBJ-Z3-CP-CNR |  |  | Z3 | [5 empty] | 2019-01-01 | 2019 | Q |  | Y | 25 | [8 empty] | False | Mechanical & Plumbing | 18
714 | SBJ-Z3-CP-CNR-CDP2 | CDP2 | POOL DOSING SYSTEM-CHLORINE(MB-3-56GL-0389) | Mechanical & Plumbing | MECHANICAL & PLUMBING | CHEMICAL DOSING PUMP |  | CONTROL ROOM | SBJ-Z3-CP-CNR |  |  | Z3 | [5 empty] | 2019-01-01 | 2019 | Q |  | Y | 25 | [8 empty] | False | Mechanical & Plumbing | 19
715 | SBJ-Z3-CP-CNR-CDP3 | CDP3 | KIDS POOL DOSING SYSTEM-PH(MB-3-56GL-0394) | Mechanical & Plumbing | MECHANICAL & PLUMBING | CHEMICAL DOSING PUMP |  | CONTROL ROOM | SBJ-Z3-CP-CNR |  |  | Z3 | [5 empty] | 2019-01-01 | 2019 | Q |  | Y | 25 | [8 empty] | False | Mechanical & Plumbing | 20
716 | SBJ-Z3-CP-CNR-CDP4 | CDP4 | KIDS POOL DOSING SYSTEM-CHLORINE(MB-3-56GL-0395) | Mechanical & Plumbing | MECHANICAL & PLUMBING | CHEMICAL DOSING PUMP |  | CONTROL ROOM | SBJ-Z3-CP-CNR |  |  | Z3 | [5 empty] | 2019-01-01 | 2019 | Q |  | Y | 25 | [8 empty] | False | Mechanical & Plumbing | 21
717 | SBJ-Z3-CP-CNR-CHM1 | CHM1 | CHEMICAL MIXER(MB-3-56GL-0397) | Mechanical & Plumbing | MECHANICAL & PLUMBING | CHEMICAL MIXER |  | CONTROL ROOM | SBJ-Z3-CP-CNR |  |  | Z3 | [5 empty] | 2019-01-01 | 2019 | Q |  | Y | 15 | [8 empty] | False | Mechanical & Plumbing | 22
718 | SBJ-Z3-CP-CNR-CHM2 | CHM2 | CHEMICAL MIXER(MB-3-56GL-0398) | Mechanical & Plumbing | MECHANICAL & PLUMBING | CHEMICAL MIXER |  | CONTROL ROOM | SBJ-Z3-CP-CNR |  |  | Z3 | [5 empty] | 2019-01-01 | 2019 | Q |  | Y | 15 | [8 empty] | False | Mechanical & Plumbing | 23
719 | SBJ-Z3-CP-CNR-CHM3 | CHM3 | CHEMICAL MIXER(MB-3-56GL-0399) | Mechanical & Plumbing | MECHANICAL & PLUMBING | CHEMICAL MIXER |  | CONTROL ROOM | SBJ-Z3-CP-CNR |  |  | Z3 | [5 empty] | 2019-01-01 | 2019 | Q |  | Y | 15 | [8 empty] | False | Mechanical & Plumbing | 24
720 | SBJ-Z3-CP-CNR-CHM4 | CHM4 | CHEMICAL MIXER(MB-3-56GL-0400) | Mechanical & Plumbing | MECHANICAL & PLUMBING | CHEMICAL MIXER |  | CONTROL ROOM | SBJ-Z3-CP-CNR |  |  | Z3 | [5 empty] | 2019-01-01 | 2019 | Q |  | Y | 15 | [8 empty] | False | Mechanical & Plumbing | 25
721 | SBJ-Z1-SCB-CP1 | CP1 | COLD WATER BOOSTER PUMP | Mechanical & Plumbing | MECHANICAL & PLUMBING | COLD WATER BOOSTER PUMP |  | Security & CCTV Building | SBJ-Z1-SCB |  |  | Z1 | [5 empty] | 2019-01-01 | 2019 | Q |  | Y | 13 | [8 empty] | False | Mechanical & Plumbing | 26
722 | SBJ-Z1-NUB-CP1 | CP1 | COLD WATER BOOSTER PUMP-1 | Mechanical & Plumbing | MECHANICAL & PLUMBING | COLD WATER BOOSTER PUMP |  | Nursery Building | SBJ-Z1-NUB |  |  | Z1 | [5 empty] | 2019-01-01 | 2019 | Q |  | Y | 13 | [8 empty] | False | Mechanical & Plumbing | 27
723 | SBJ-Z1-NUB-CP2 | CP2 | COLD WATER BOOSTER PUMP-2 | Mechanical & Plumbing | MECHANICAL & PLUMBING | COLD WATER BOOSTER PUMP |  | Nursery Building | SBJ-Z1-NUB |  |  | Z1 | [5 empty] | 2019-01-01 | 2019 | Q |  | Y | 13 | [8 empty] | False | Mechanical & Plumbing | 28
724 | SBJ-Z1-FM-CP1 | CP1 | COLD WATER BOOSTER PUMP(MB-1-1RF-0366) | Mechanical & Plumbing | MECHANICAL & PLUMBING | COLD WATER BOOSTER PUMP |  | FM Building | SBJ-Z1-FM |  |  | Z1 | [5 empty] | 2019-01-01 | 2019 | Q |  | Y | 13 | [8 empty] | False | Mechanical & Plumbing | 29
725 | SBJ-Z1-FM-CP2 | CP2 | COLD WATER BOOSTER PUMP(MB-1-1RF-0367) | Mechanical & Plumbing | MECHANICAL & PLUMBING | COLD WATER BOOSTER PUMP |  | FM Building | SBJ-Z1-FM |  |  | Z1 | [5 empty] | 2019-01-01 | 2019 | Q |  | Y | 13 | [8 empty] | False | Mechanical & Plumbing | 30
726 | SBJ-Z2-ESC-CP1 | CP1 | COLD WATER BOOSTER PUMP() | Mechanical & Plumbing | MECHANICAL & PLUMBING | COLD WATER BOOSTER PUMP |  | Experience & Sales Centre | SBJ-Z2-ESC |  |  | Z2 | [5 empty] | 2019-01-01 | 2019 | Q |  | Y | 13 | [8 empty] | False | Mechanical & Plumbing | 31
727 | SBJ-Z2-ESC-CP2 | CP2 | COLD WATER BOOSTER PUMP() | Mechanical & Plumbing | MECHANICAL & PLUMBING | COLD WATER BOOSTER PUMP |  | Experience & Sales Centre | SBJ-Z2-ESC |  |  | Z2 | [5 empty] | 2019-01-01 | 2019 | Q |  | Y | 13 | [8 empty] | False | Mechanical & Plumbing | 32
728 | SBJ-Z2-PPR-CP-0364 |  | COLD WATER BOOSTER PUMP-1(MB-2-57GL-0364) | Mechanical & Plumbing | MECHANICAL & PLUMBING | COLD WATER BOOSTER PUMP |  | Pump Room | SBJ-Z2-PPR |  |  | Z2 | [5 empty] | 2019-01-01 | 2019 | Q |  | Y | 13 | [8 empty] | False | Mechanical & Plumbing | 33
729 | SBJ-Z2-PPR-CP-0365 |  | COLD WATER BOOSTER PUMP-2(MB-2-57GL-0365) | Mechanical & Plumbing | MECHANICAL & PLUMBING | COLD WATER BOOSTER PUMP |  | Pump Room | SBJ-Z2-PPR |  |  | Z2 | [5 empty] | 2019-01-01 | 2019 | Q |  | Y | 13 | [8 empty] | False | Mechanical & Plumbing | 34
730 | SBJ-Z1-FPR-DFP | DFP | DIESEL FIRE PUMP(MB-1-11GF-0357) | Mechanical & Plumbing | MECHANICAL & PLUMBING | DIESEL FIRE PUMP |  | Fire Pump Room | SBJ-Z1-FPR |  |  | Z1 | [5 empty] | 2019-01-01 | 2019 | 2 |  | Y | 15 | [8 empty] | False | Mechanical & Plumbing | 35
731 | SBJ-Z2-VS-PPR-DEN | DEN | DIESEL ENGINE | Mechanical & Plumbing | MECHANICAL & PLUMBING | DIESEL FIRE PUMP |  | PUMP ROOM | SBJ-Z2-VS-PPR |  |  | Z2 | [5 empty] | 2019-01-01 | 2019 | 2 |  | Y | 15 | [8 empty] | False | Mechanical & Plumbing | 36
732 | SBJ-Z1-B1-RF-DSP | DSP | DOSING PUMP | Mechanical & Plumbing | MECHANICAL & PLUMBING | DOSING PUMP |  | ROOF TOP | SBJ-Z1-B1-RF |  |  | Z1 | [5 empty] | 2019-01-01 | 2019 | 2 |  | Y | 25 | [8 empty] | False | Mechanical & Plumbing | 37
733 | SBJ-Z1-B2-RF-DSP | DSP | DOSING PUMP | Mechanical & Plumbing | MECHANICAL & PLUMBING | DOSING PUMP |  | ROOF TOP | SBJ-Z1-B2-RF |  |  | Z1 | [5 empty] | 2019-01-01 | 2019 | 2 |  | Y | 25 | [8 empty] | False | Mechanical & Plumbing | 38
734 | SBJ-Z1-B3-RF-DSP | DSP | DOSING PUMP | Mechanical & Plumbing | MECHANICAL & PLUMBING | DOSING PUMP |  | ROOF TOP | SBJ-Z1-B3-RF |  |  | Z1 | [5 empty] | 2019-01-01 | 2019 | 2 |  | Y | 25 | [8 empty] | False | Mechanical & Plumbing | 39
735 | SBJ-Z1-B4-RF-DSP | DSP | DOSING PUMP | Mechanical & Plumbing | MECHANICAL & PLUMBING | DOSING PUMP |  | ROOF TOP | SBJ-Z1-B4-RF |  |  | Z1 | [5 empty] | 2019-01-01 | 2019 | 2 |  | Y | 25 | [8 empty] | False | Mechanical & Plumbing | 40
736 | SBJ-Z1-B5-RF-DSP | DSP | DOSING PUMP | Mechanical & Plumbing | MECHANICAL & PLUMBING | DOSING PUMP |  | DOSING PUMP | SBJ-Z1-B5-RF-DSP |  |  | Z1 | [5 empty] | 2019-01-01 | 2019 | 2 |  | Y | 25 | [8 empty] | False | Mechanical & Plumbing | 41
737 | SBJ-Z1-B6-RF-DSP | DSP | DOSING PUMP | Mechanical & Plumbing | MECHANICAL & PLUMBING | DOSING PUMP |  | ROOF TOP | SBJ-Z1-B6-RF |  |  | Z1 | [5 empty] | 2019-01-01 | 2019 | 2 |  | Y | 25 | [8 empty] | False | Mechanical & Plumbing | 42
738 | SBJ-Z1-B7-RF-DSP | DSP | DOSING PUMP | Mechanical & Plumbing | MECHANICAL & PLUMBING | DOSING PUMP |  | ROOF TOP | SBJ-Z1-B7-RF |  |  | Z1 | [5 empty] | 2019-01-01 | 2019 | 2 |  | Y | 25 | [8 empty] | False | Mechanical & Plumbing | 43
739 | SBJ-Z1-B8-RF-DSP | DSP | DOSING PUMP | Mechanical & Plumbing | MECHANICAL & PLUMBING | DOSING PUMP |  | Accommodation Block 8 | SBJ-Z1-B8 |  |  | Z1 | [5 empty] | 2019-01-01 | 2019 | 2 |  | Y | 25 | [8 empty] | False | Mechanical & Plumbing | 44
740 | SBJ-Z2-VS-LF-ELELV-D02 | ELELV | ELEVATOR | Mechanical & Plumbing | MECHANICAL & PLUMBING | ELEVATOR |  | Village Square | SBJ-Z2-VS |  |  | Z2 | [5 empty] | 2019-01-01 | 2019 | 2 |  | Y | 15 | [8 empty] | False | Mechanical & Plumbing | 45
741 | SBJ-Z3A-B75-ELV | ELV | ELEVATOR | Mechanical & Plumbing | MECHANICAL & PLUMBING | ELEVATOR |  | Building D 75 | SBJ-Z3A-B75 | [8 empty] | 2019-01-01 | 2019 | 2 |  | Y | 15 | [8 empty] | False | Mechanical & Plumbing | 46
742 | SBJ-Z3A-B74-GF-ELELV-0467 | ELELV-467 | ELEVATOR | Mechanical & Plumbing | MECHANICAL & PLUMBING | ELEVATOR |  | GROUND FLOOR | SBJ-Z3A-B74-GF | [8 empty] | 2019-01-01 | 2019 | 2 |  | Y | 15 | [8 empty] | False | Mechanical & Plumbing | 47
743 | SBJ-Z3A-B44-GF-ELELV-0468 | ELELV-468 | ELEVATOR | Mechanical & Plumbing | MECHANICAL & PLUMBING | ELEVATOR |  | GROUND FLOOR | SBJ-Z3A-B44-GF | [8 empty] | 2019-01-01 | 2019 | 2 |  | Y | 15 | [8 empty] | False | Mechanical & Plumbing | 48
744 | SBJ-Z3A-B45-GF-ELELV-0469 | ELELV-469 | ELEVATOR | Mechanical & Plumbing | MECHANICAL & PLUMBING | ELEVATOR |  | GROUND FLOOR | SBJ-Z3A-B45-GF | [8 empty] | 2019-01-01 | 2019 | 2 |  | Y | 15 | [8 empty] | False | Mechanical & Plumbing | 49
745 | SBJ-Z3A-B46-GF-ELELV-0470 | ELELV-470 | ELEVATOR | Mechanical & Plumbing | MECHANICAL & PLUMBING | ELEVATOR |  | GROUND FLOOR | SBJ-Z3A-B46-GF | [8 empty] | 2019-01-01 | 2019 | 2 |  | Y | 15 | [8 empty] | False | Mechanical & Plumbing | 50
746 | SBJ-Z3A-B47-GF-ELELV-0471 | ELELV-471 | ELEVATOR | Mechanical & Plumbing | MECHANICAL & PLUMBING | ELEVATOR |  | GROUND FLOOR | SBJ-Z3A-B47-GF | [8 empty] | 2019-01-01 | 2019 | 2 |  | Y | 15 | [8 empty] | False | Mechanical & Plumbing | 51
747 | SBJ-Z3A-B48-GF-ELELV-0472 | ELELV-472 | ELEVATOR | Mechanical & Plumbing | MECHANICAL & PLUMBING | ELEVATOR |  | GROUND FLOOR | SBJ-Z3A-B48-GF | [8 empty] | 2019-01-01 | 2019 | 2 |  | Y | 15 | [8 empty] | False | Mechanical & Plumbing | 52
748 | SBJ-Z3A-B49-GF-ELR-ELELV-0472-ELELV-0473 | ELR-ELELV | ELEVATOR | Mechanical & Plumbing | MECHANICAL & PLUMBING | ELEVATOR |  | GROUND FLOOR | SBJ-Z3A-B49-GF | [8 empty] | 2019-01-01 | 2019 | 2 |  | Y | 15 | [8 empty] | False | Mechanical & Plumbing | 53
749 | SBJ-Z3A-B50-GF-ELELV-0474 | ELELV-474 | ELEVATOR | Mechanical & Plumbing | MECHANICAL & PLUMBING | ELEVATOR |  | GROUND FLOOR | SBJ-Z3A-B50-GF | [8 empty] | 2019-01-01 | 2019 | 2 |  | Y | 15 | [8 empty] | False | Mechanical & Plumbing | 54
750 | SBJ-Z3A-B51-GF-ELELV-0475 | ELELV-475 | ELEVATOR | Mechanical & Plumbing | MECHANICAL & PLUMBING | ELEVATOR |  | GROUND FLOOR | SBJ-Z3A-B51-GF | [8 empty] | 2019-01-01 | 2019 | 2 |  | Y | 15 | [8 empty] | False | Mechanical & Plumbing | 55
751 | SBJ-Z3B-B52-ELV | ELV | ELEVATOR | Mechanical & Plumbing | MECHANICAL & PLUMBING | ELEVATOR |  | Building D 52 | SBJ-Z3B-B52 | [8 empty] | 2019-01-01 | 2019 | 2 |  | Y | 15 | [8 empty] | False | Mechanical & Plumbing | 56
752 | SBJ-Z3A-B53-GF-ELELV-0477 | ELELV-477 | ELEVATOR | Mechanical & Plumbing | MECHANICAL & PLUMBING | ELEVATOR |  | Building D 53 | SBJ-Z3A-B53 | [8 empty] | 2019-01-01 | 2019 | 2 |  | Y | 15 | [8 empty] | False | Mechanical & Plumbing | 57
753 | SBJ-Z3A-B54-GF-ELELV-0478 | ELELV-478 | ELEVATOR | Mechanical & Plumbing | MECHANICAL & PLUMBING | ELEVATOR |  | Building D 54 | SBJ-Z3A-B54 | [8 empty] | 2019-01-01 | 2019 | 2 |  | Y | 15 | [8 empty] | False | Mechanical & Plumbing | 58
754 | SBJ-Z3B-B55-ELV | ELV | ELEVATOR | Mechanical & Plumbing | MECHANICAL & PLUMBING | ELEVATOR |  | Building D 55 | SBJ-Z3B-B55 | [8 empty] | 2019-01-01 | 2019 | 2 |  | Y | 15 | [8 empty] | False | Mechanical & Plumbing | 59
755 | SBJ-Z3B-B56-ELV | ELV | ELEVATOR | Mechanical & Plumbing | MECHANICAL & PLUMBING | ELEVATOR |  | Building D 56 | SBJ-Z3B-B56 | [8 empty] | 2019-01-01 | 2019 | 2 |  | Y | 15 | [8 empty] | False | Mechanical & Plumbing | 60
756 | SBJ-Z3B-B57-ELV | ELV | ELEVATOR | Mechanical & Plumbing | MECHANICAL & PLUMBING | ELEVATOR |  | Building D 57 | SBJ-Z3B-B57 | [8 empty] | 2019-01-01 | 2019 | 2 |  | Y | 15 | [8 empty] | False | Mechanical & Plumbing | 61
757 | SBJ-Z3B-B58-ELV | ELV | ELEVATOR | Mechanical & Plumbing | MECHANICAL & PLUMBING | ELEVATOR |  | Building D 58 | SBJ-Z3B-B58 | [8 empty] | 2019-01-01 | 2019 | 2 |  | Y | 15 | [8 empty] | False | Mechanical & Plumbing | 62
758 | SBJ-Z3B-B59-ELV | ELV | ELEVATOR | Mechanical & Plumbing | MECHANICAL & PLUMBING | ELEVATOR |  | Building D 59 | SBJ-Z3B-B59 | [8 empty] | 2019-01-01 | 2019 | 2 |  | Y | 15 | [8 empty] | False | Mechanical & Plumbing | 63
759 | SBJ-Z3B-B60-ELV | ELV | ELEVATOR | Mechanical & Plumbing | MECHANICAL & PLUMBING | ELEVATOR |  | Building D 60 | SBJ-Z3B-B60 | [8 empty] | 2019-01-01 | 2019 | 2 |  | Y | 15 | [8 empty] | False | Mechanical & Plumbing | 64
760 | SBJ-Z3B-B61-ELV | ELV | ELEVATOR | Mechanical & Plumbing | MECHANICAL & PLUMBING | ELEVATOR |  | Building D 61 | SBJ-Z3B-B61 | [8 empty] | 2019-01-01 | 2019 | 2 |  | Y | 15 | [8 empty] | False | Mechanical & Plumbing | 65
761 | SBJ-Z3B-B62-ELV | ELV | ELEVATOR | Mechanical & Plumbing | MECHANICAL & PLUMBING | ELEVATOR |  | Building D 62 | SBJ-Z3B-B62 | [8 empty] | 2019-01-01 | 2019 | 2 |  | Y | 15 | [8 empty] | False | Mechanical & Plumbing | 66
762 | SBJ-Z1-IP1-FIL | FIL | FILTERATION UNIT | Mechanical & Plumbing | MECHANICAL & PLUMBING | FILTERATION SYSTEM |  | Irrigation Pump 1 | SBJ-Z1-IP1 |  |  | Z1 | [5 empty] | 2019-01-01 | 2019 | Q |  | Y | 15 | [8 empty] | False | Mechanical & Plumbing | 67
763 | SBJ-Z1-MG1-WFFB1 | WFFB1 | FIRE BOWL-1 | Mechanical & Plumbing | MECHANICAL & PLUMBING | FIRE BOWL |  | Main Gate 1 | SBJ-Z1-MG1 |  |  | Z1 | [5 empty] | 2019-01-01 | 2019 | Q |  | Y | 15 | [8 empty] | False | Mechanical & Plumbing | 68
764 | SBJ-Z1-MG1-WFFB2 | WFFB2 | FIRE BOWL-2 | Mechanical & Plumbing | MECHANICAL & PLUMBING | FIRE BOWL |  | Main Gate 1 | SBJ-Z1-MG1 |  |  | Z1 | [5 empty] | 2019-01-01 | 2019 | Q |  | Y | 15 | [8 empty] | False | Mechanical & Plumbing | 69
765 | SBJ-Z2-VS-PPR-FFP-D01 | FFP | FIRE FIGHTING PUMP | Mechanical & Plumbing | MECHANICAL & PLUMBING | FIRE FIGHTING PUMP |  | PUMP ROOM | SBJ-Z2-VS-PPR |  |  | Z2 | [5 empty] | 2019-01-01 | 2019 | 2 |  | Y | 15 | [8 empty] | False | Mechanical & Plumbing | 70
766 | SBJ-Z1-R17-PLFH-0401 | PLFH-401 | FIRE HYDRANT 1(MB-Z1-TEZGL-PLFH-0401) | Mechanical & Plumbing | MECHANICAL & PLUMBING | FIRE HYDRANT |  | Road 17 | SBJ-Z1-RO17 |  |  | Z1 | [5 empty] | 2019-01-01 | 2019 | 2 |  | Y | 15 | [8 empty] | False | Mechanical & Plumbing | 71
767 | SBJ-Z1-R17-PLFH-0402 | PLFH-402 | FIRE HYDRANT 2(MB-Z1-TEZGL-PLFH-0402) | Mechanical & Plumbing | MECHANICAL & PLUMBING | FIRE HYDRANT |  | Road 17 | SBJ-Z1-RO17 |  |  | Z1 | [5 empty] | 2019-01-01 | 2019 | 2 |  | Y | 15 | [8 empty] | False | Mechanical & Plumbing | 72
768 | SBJ-Z1-R17-PLFH-0403 | PLFH-403 | FIRE HYDRANT 3(MB-Z1-TEZGL-PLFH-0403) | Mechanical & Plumbing | MECHANICAL & PLUMBING | FIRE HYDRANT |  | Road 17 | SBJ-Z1-RO17 |  |  | Z1 | [5 empty] | 2019-01-01 | 2019 | 2 |  | Y | 15 | [8 empty] | False | Mechanical & Plumbing | 73
769 | SBJ-Z1-R01-PLFH-0426 | PLFH-426 | FIRE HYDRANT 26(MB-Z1-R01GL-PLFH-0426) | Mechanical & Plumbing | MECHANICAL & PLUMBING | FIRE HYDRANT |  | Road 1 | SBJ-Z1-RO1 |  |  | Z1 | [5 empty] | 2019-01-01 | 2019 | 2 |  | Y | 15 | [8 empty] | False | Mechanical & Plumbing | 74
770 | SBJ-Z1-R01-PLFH-0427 | PLFH-427 | FIRE HYDRANT 27(MB-1-22GL-0427) | Mechanical & Plumbing | MECHANICAL & PLUMBING | FIRE HYDRANT |  | Road 1 | SBJ-Z1-RO1 |  |  | Z1 | [5 empty] | 2019-01-01 | 2019 | 2 |  | Y | 15 | [8 empty] | False | Mechanical & Plumbing | 75
771 | SBJ-Z1-R01-PLFH-0428 | PLFH-428 | FIRE HYDRANT 28(MB-1-22GL-0428) | Mechanical & Plumbing | MECHANICAL & PLUMBING | FIRE HYDRANT |  | Road 1 | SBJ-Z1-RO1 |  |  | Z1 | [5 empty] | 2019-01-01 | 2019 | 2 |  | Y | 15 | [8 empty] | False | Mechanical & Plumbing | 76
772 | SBJ-Z1-R01-PLFH-0429 | PLFH-429 | FIRE HYDRANT 29(MB-1-22GL-0429) | Mechanical & Plumbing | MECHANICAL & PLUMBING | FIRE HYDRANT |  | Road 1 | SBJ-Z1-RO1 |  |  | Z1 | [5 empty] | 2019-01-01 | 2019 | 2 |  | Y | 15 | [8 empty] | False | Mechanical & Plumbing | 77
773 | SBJ-Z1-R01-PLFH-0439 | PLFH-439 | FIRE HYDRANT 39(MB-Z4-R01GL-PLFH-0439) | Mechanical & Plumbing | MECHANICAL & PLUMBING | FIRE HYDRANT |  | Road 1 | SBJ-Z1-RO1 |  |  | Z1 | [5 empty] | 2019-01-01 | 2019 | 2 |  | Y | 15 | [8 empty] | False | Mechanical & Plumbing | 78
774 | SBJ-Z1-R01-PLFH-0440 | PLFH-440 | FIRE HYDRANT 40(MB-Z1-R01GL-PLFH-0440) | Mechanical & Plumbing | MECHANICAL & PLUMBING | FIRE HYDRANT |  | Road 1 | SBJ-Z1-RO1 |  |  | Z1 | [5 empty] | 2019-01-01 | 2019 | 2 |  | Y | 15 | [8 empty] | False | Mechanical & Plumbing | 79
775 | SBJ-Z1-R01-PLFH-0441 | PLFH-441 | FIRE HYDRANT 41(MB-Z1-R01GL-PLFH-0441) | Mechanical & Plumbing | MECHANICAL & PLUMBING | FIRE HYDRANT |  | Road 1 | SBJ-Z1-RO1 |  |  | Z1 | [5 empty] | 2019-01-01 | 2019 | 2 |  | Y | 15 | [8 empty] | False | Mechanical & Plumbing | 80
776 | SBJ-Z1-R01-PLFH-0442 | PLFH-442 | FIRE HYDRANT 42(MB-Z1-R01GL-PLFH-0442) | Mechanical & Plumbing | MECHANICAL & PLUMBING | FIRE HYDRANT |  | Road 1 | SBJ-Z1-RO1 |  |  | Z1 | [5 empty] | 2019-01-01 | 2019 | 2 |  | Y | 15 | [8 empty] | False | Mechanical & Plumbing | 81
777 | SBJ-Z2-R02-PLFH-0424 | PLFH-424 | FIRE HYDRANT 24(MB-2-23GL-0424) | Mechanical & Plumbing | MECHANICAL & PLUMBING | FIRE HYDRANT |  | Road 2 | SBJ-Z2-R02 |  |  | Z2 | [5 empty] | 2019-01-01 | 2019 | 2 |  | Y | 15 | [8 empty] | False | Mechanical & Plumbing | 82
778 | SBJ-Z2-R02-PLFH-0425 | PLFH-425 | FIRE HYDRANT 25(MB-2-23GL-0425) | Mechanical & Plumbing | MECHANICAL & PLUMBING | FIRE HYDRANT |  | Road 2 | SBJ-Z2-R02 |  |  | Z2 | [5 empty] | 2019-01-01 | 2019 | 2 |  | Y | 15 | [8 empty] | False | Mechanical & Plumbing | 83
779 | SBJ-Z2-R02-PLFH-0404 | PLFH-404 | FIRE HYDRANT 4(MB-Z2-R02GL-PLFH-0404) | Mechanical & Plumbing | MECHANICAL & PLUMBING | FIRE HYDRANT |  | Road 2 | SBJ-Z2-R02 |  |  | Z2 | [5 empty] | 2019-01-01 | 2019 | 2 |  | Y | 15 | [8 empty] | False | Mechanical & Plumbing | 84
780 | SBJ-Z2-R02-PLFH-0405 | PLFH-405 | FIRE HYDRANT 5(MB-2-23GL-0405) | Mechanical & Plumbing | MECHANICAL & PLUMBING | FIRE HYDRANT |  | Road 2 | SBJ-Z2-R02 |  |  | Z2 | [5 empty] | 2019-01-01 | 2019 | 2 |  | Y | 15 | [8 empty] | False | Mechanical & Plumbing | 85
781 | SBJ-Z2-R02-PLFH-0406 | PLFH-406 | FIRE HYDRANT 6(MB-2-23GL-0406) | Mechanical & Plumbing | MECHANICAL & PLUMBING | FIRE HYDRANT |  | Road 2 | SBJ-Z2-R02 |  |  | Z2 | [5 empty] | 2019-01-01 | 2019 | 2 |  | Y | 15 | [8 empty] | False | Mechanical & Plumbing | 86
782 | SBJ-Z3-R2A-PLFH-0423 | PLFH-423 | FIRE HYDRANT 23(MB-3-24GL-0423) | Mechanical & Plumbing | MECHANICAL & PLUMBING | FIRE HYDRANT |  | ROAD 2A | SBJ-Z3-R2A |  |  | Z3 | [5 empty] | 2019-01-01 | 2019 | 2 |  | Y | 15 | [8 empty] | False | Mechanical & Plumbing | 87
783 | SBJ-Z1-R03-PLFH-0417 | PLFH-417 | FIRE HYDRANT 17(MB-1-25GL-0417) | Mechanical & Plumbing | MECHANICAL & PLUMBING | FIRE HYDRANT |  | Road 3 | SBJ-Z1-RO3 |  |  | Z1 | [5 empty] | 2019-01-01 | 2019 | 2 |  | Y | 15 | [8 empty] | False | Mechanical & Plumbing | 88
784 | SBJ-Z1-R03-PLFH-0418 | PLFH-418 | FIRE HYDRANT 18(MB-1-25GL-0418) | Mechanical & Plumbing | MECHANICAL & PLUMBING | FIRE HYDRANT |  | Road 3 | SBJ-Z1-RO3 |  |  | Z1 | [5 empty] | 2019-01-01 | 2019 | 2 |  | Y | 15 | [8 empty] | False | Mechanical & Plumbing | 89
785 | SBJ-Z1-R03-PLFH-0419 | PLFH-419 | FIRE HYDRANT 19(MB-Z1-R03GL-PLFH-0419) | Mechanical & Plumbing | MECHANICAL & PLUMBING | FIRE HYDRANT |  | Road 3 | SBJ-Z1-RO3 |  |  | Z1 | [5 empty] | 2019-01-01 | 2019 | 2 |  | Y | 15 | [8 empty] | False | Mechanical & Plumbing | 90
786 | SBJ-Z1-R03-PLFH-0420 | PLFH-420 | FIRE HYDRANT 20(MB-Z1-R03GL-PLFH-0420) | Mechanical & Plumbing | MECHANICAL & PLUMBING | FIRE HYDRANT |  | Road 3 | SBJ-Z1-RO3 |  |  | Z1 | [5 empty] | 2019-01-01 | 2019 | 2 |  | Y | 15 | [8 empty] | False | Mechanical & Plumbing | 91
787 | SBJ-Z1-R03-PLFH-0421 | PLFH-421 | FIRE HYDRANT 21(MB-1-25GL-0421) | Mechanical & Plumbing | MECHANICAL & PLUMBING | FIRE HYDRANT |  | Road 3 | SBJ-Z1-RO3 |  |  | Z1 | [5 empty] | 2019-01-01 | 2019 | 2 |  | Y | 15 | [8 empty] | False | Mechanical & Plumbing | 92
788 | SBJ-Z1-R03-PLFH-0422 | PLFH-422 | FIRE HYDRANT 22(MB-1-25GL-0422) | Mechanical & Plumbing | MECHANICAL & PLUMBING | FIRE HYDRANT |  | Road 3 | SBJ-Z1-RO3 |  |  | Z1 | [5 empty] | 2019-01-01 | 2019 | 2 |  | Y | 15 | [8 empty] | False | Mechanical & Plumbing | 93
789 | SBJ-Z1-R04-PLFH-0411 | PLFH-411 | FIRE HYDRANT 11(MB-Z1-R04GL-PLFH-0411) | Mechanical & Plumbing | MECHANICAL & PLUMBING | FIRE HYDRANT |  | Road 4 | SBJ-Z1-RO4 |  |  | Z1 | [5 empty] | 2019-01-01 | 2019 | 2 |  | Y | 15 | [8 empty] | False | Mechanical & Plumbing | 94
790 | SBJ-Z1-R04-PLFH-0412 | PLFH-412 | FIRE HYDRANT 12(MB-1-26GL-0412) | Mechanical & Plumbing | MECHANICAL & PLUMBING | FIRE HYDRANT |  | Road 4 | SBJ-Z1-RO4 |  |  | Z1 | [5 empty] | 2019-01-01 | 2019 | 2 |  | Y | 15 | [8 empty] | False | Mechanical & Plumbing | 95
791 | SBJ-Z1-R05-PLFH-0413 | PLFH-413 | FIRE HYDRANT 13(MB-1-27GL-0413) | Mechanical & Plumbing | MECHANICAL & PLUMBING | FIRE HYDRANT |  | Road 5 | SBJ-Z1-RO5 |  |  | Z1 | [5 empty] | 2019-01-01 | 2019 | 2 |  | Y | 15 | [8 empty] | False | Mechanical & Plumbing | 96
792 | SBJ-Z1-R05-PLFH-0414 | PLFH-414 | FIRE HYDRANT 14(MB-Z1-R05GL-PLFH-0414) | Mechanical & Plumbing | MECHANICAL & PLUMBING | FIRE HYDRANT |  | Road 5 | SBJ-Z1-RO5 |  |  | Z1 | [5 empty] | 2019-01-01 | 2019 | 2 |  | Y | 15 | [8 empty] | False | Mechanical & Plumbing | 97
793 | SBJ-Z1-R05-PLFH-0415 | PLFH-415 | FIRE HYDRANT 15(MB-1-27GL-0415) | Mechanical & Plumbing | MECHANICAL & PLUMBING | FIRE HYDRANT |  | Road 5 | SBJ-Z1-RO5 |  |  | Z1 | [5 empty] | 2019-01-01 | 2019 | 2 |  | Y | 15 | [8 empty] | False | Mechanical & Plumbing | 98
794 | SBJ-Z1-R05-PLFH-0416 | PLFH-416 | FIRE HYDRANT 16(MB-1-27GL-0416) | Mechanical & Plumbing | MECHANICAL & PLUMBING | FIRE HYDRANT |  | Road 5 | SBJ-Z1-RO5 |  |  | Z1 | [5 empty] | 2019-01-01 | 2019 | 2 |  | Y | 15 | [8 empty] | False | Mechanical & Plumbing | 99
795 | SBJ-Z2-R06-PLFH-0407 | PLFH-407 | FIRE HYDRANT 7(MB-2-28GL-0407) | Mechanical & Plumbing | MECHANICAL & PLUMBING | FIRE HYDRANT |  | Road 6 | SBJ-Z2-R06 |  |  | Z2 | [5 empty] | 2019-01-01 | 2019 | 2 |  | Y | 15 | [8 empty] | False | Mechanical & Plumbing | 100
796 | SBJ-Z2-R06-PLFH-0408 | PLFH-408 | FIRE HYDRANT 8(MB-2-28GL-0408) | Mechanical & Plumbing | MECHANICAL & PLUMBING | FIRE HYDRANT |  | Road 6 | SBJ-Z2-R06 |  |  | Z2 | [5 empty] | 2019-01-01 | 2019 | 2 |  | Y | 15 | [8 empty] | False | Mechanical & Plumbing | 101
797 | SBJ-Z2-R06-PLFH-0409 | PLFH-409 | FIRE HYDRANT 9(MB-2-28GL-0409) | Mechanical & Plumbing | MECHANICAL & PLUMBING | FIRE HYDRANT |  | Road 6 | SBJ-Z2-R06 |  |  | Z2 | [5 empty] | 2019-01-01 | 2019 | 2 |  | Y | 15 | [8 empty] | False | Mechanical & Plumbing | 102
798 | SBJ-Z2-R07-PLFH-0410 | PLFH-410 | FIRE HYDRANT 10(MB-2-29GL-0410) | Mechanical & Plumbing | MECHANICAL & PLUMBING | FIRE HYDRANT |  | Road 7 | SBJ-Z2-R07 |  |  | Z2 | [5 empty] | 2019-01-01 | 2019 | 2 |  | Y | 15 | [8 empty] | False | Mechanical & Plumbing | 103
799 | SBJ-Z2-R08-PLFH-0430 | PLFH-430 | FIRE HYDRANT 30(MB-2-30GL-0430) | Mechanical & Plumbing | MECHANICAL & PLUMBING | FIRE HYDRANT |  | Road 8 | SBJ-Z2-R08 |  |  | Z2 | [5 empty] | 2019-01-01 | 2019 | 2 |  | Y | 15 | [8 empty] | False | Mechanical & Plumbing | 104
800 | SBJ-Z2-R08-PLFH-0431 | PLFH-431 | FIRE HYDRANT 31(MB-2-30GL-0431) | Mechanical & Plumbing | MECHANICAL & PLUMBING | FIRE HYDRANT |  | Road 8 | SBJ-Z2-R08 |  |  | Z2 | [5 empty] | 2019-01-01 | 2019 | 2 |  | Y | 15 | [8 empty] | False | Mechanical & Plumbing | 105
801 | SBJ-Z2-R08-PLFH-0432 | PLFH-432 | FIRE HYDRANT 32(MB-2-30GL-0432) | Mechanical & Plumbing | MECHANICAL & PLUMBING | FIRE HYDRANT |  | Road 8 | SBJ-Z2-R08 |  |  | Z2 | [5 empty] | 2019-01-01 | 2019 | 2 |  | Y | 15 | [8 empty] | False | Mechanical & Plumbing | 106
802 | SBJ-Z2-R08-PLFH-0443 | PLFH-443 | FIRE HYDRANT 43(MB-2-30GL-0443) | Mechanical & Plumbing | MECHANICAL & PLUMBING | FIRE HYDRANT |  | Road 8 | SBJ-Z2-R08 |  |  | Z2 | [5 empty] | 2019-01-01 | 2019 | 2 |  | Y | 15 | [8 empty] | False | Mechanical & Plumbing | 107
803 | SBJ-Z2-R08-PLFH-0444 | PLFH-444 | FIRE HYDRANT 44(MB-2-30GL-0444) | Mechanical & Plumbing | MECHANICAL & PLUMBING | FIRE HYDRANT |  | Road 8 | SBJ-Z2-R08 |  |  | Z2 | [5 empty] | 2019-01-01 | 2019 | 2 |  | Y | 15 | [8 empty] | False | Mechanical & Plumbing | 108
804 | SBJ-Z2-R08-PLFH-0445 | PLFH-445 | FIRE HYDRANT 45(MB-2-30GL-0445) | Mechanical & Plumbing | MECHANICAL & PLUMBING | FIRE HYDRANT |  | Road 8 | SBJ-Z2-R08 |  |  | Z2 | [5 empty] | 2019-01-01 | 2019 | 2 |  | Y | 15 | [8 empty] | False | Mechanical & Plumbing | 109
805 | SBJ-Z2-R08-PLFH-0446 | PLFH-446 | FIRE HYDRANT 46(MB-2-30GL-0446) | Mechanical & Plumbing | MECHANICAL & PLUMBING | FIRE HYDRANT |  | Road 8 | SBJ-Z2-R08 |  |  | Z2 | [5 empty] | 2019-01-01 | 2019 | 2 |  | Y | 15 | [8 empty] | False | Mechanical & Plumbing | 110
806 | SBJ-Z3-R11-PLFH-0447 | PLFH-447 | FIRE HYDRANT 47MB-Z3-R11GL-PLFH-0447 | Mechanical & Plumbing | MECHANICAL & PLUMBING | FIRE HYDRANT |  | ROAD 11 | SBJ-Z3-R11 |  |  | Z3 | [5 empty] | 2019-01-01 | 2019 | 2 |  | Y | 15 | [8 empty] | False | Mechanical & Plumbing | 111
807 | SBJ-Z3-R11-PLFH-0448 | PLFH-448 | FIRE HYDRANT 48MB-3-33GL-0448 | Mechanical & Plumbing | MECHANICAL & PLUMBING | FIRE HYDRANT |  | ROAD 11 | SBJ-Z3-R11 |  |  | Z3 | [5 empty] | 2019-01-01 | 2019 | 2 |  | Y | 15 | [8 empty] | False | Mechanical & Plumbing | 112
808 | SBJ-Z3-R11-PLFH-0449 | PLFH-449 | FIRE HYDRANT 49MB-3-33GL-0449 | Mechanical & Plumbing | MECHANICAL & PLUMBING | FIRE HYDRANT |  | ROAD 11 | SBJ-Z3-R11 |  |  | Z3 | [5 empty] | 2019-01-01 | 2019 | 2 |  | Y | 15 | [8 empty] | False | Mechanical & Plumbing | 113
809 | SBJ-Z3-R11-PLFH-0450 | PLFH-450 | FIRE HYDRANT 50MB-3-33GL-0450 | Mechanical & Plumbing | MECHANICAL & PLUMBING | FIRE HYDRANT |  | ROAD 11 | SBJ-Z3-R11 |  |  | Z3 | [5 empty] | 2019-01-01 | 2019 | 2 |  | Y | 15 | [8 empty] | False | Mechanical & Plumbing | 114
810 | SBJ-Z3-R11-PLFH-0451 | PLFH-451 | FIRE HYDRANT 51MB-3-33GL-0451 | Mechanical & Plumbing | MECHANICAL & PLUMBING | FIRE HYDRANT |  | ROAD 11 | SBJ-Z3-R11 |  |  | Z3 | [5 empty] | 2019-01-01 | 2019 | 2 |  | Y | 15 | [8 empty] | False | Mechanical & Plumbing | 115
811 | SBJ-Z3-R11-PLFH-0452 | PLFH-452 | FIRE HYDRANT 52MB-3-33GL-0452 | Mechanical & Plumbing | MECHANICAL & PLUMBING | FIRE HYDRANT |  | ROAD 11 | SBJ-Z3-R11 |  |  | Z3 | [5 empty] | 2019-01-01 | 2019 | 2 |  | Y | 15 | [8 empty] | False | Mechanical & Plumbing | 116
812 | SBJ-Z3-R11-PLFH-0453 | PLFH-453 | FIRE HYDRANT 53MB-3-33GL-0453 | Mechanical & Plumbing | MECHANICAL & PLUMBING | FIRE HYDRANT |  | ROAD 11 | SBJ-Z3-R11 |  |  | Z3 | [5 empty] | 2019-01-01 | 2019 | 2 |  | Y | 15 | [8 empty] | False | Mechanical & Plumbing | 117
813 | SBJ-Z3-R11-PLFH-0454 | PLFH-454 | FIRE HYDRANT 54MB-3-33GL-0454 | Mechanical & Plumbing | MECHANICAL & PLUMBING | FIRE HYDRANT |  | ROAD 11 | SBJ-Z3-R11 |  |  | Z3 | [5 empty] | 2019-01-01 | 2019 | 2 |  | Y | 15 | [8 empty] | False | Mechanical & Plumbing | 118
814 | SBJ-Z3-R11-PLFH-0455 | PLFH-455 | FIRE HYDRANT 55MB-Z3-R11-GL-PLFH-0455 | Mechanical & Plumbing | MECHANICAL & PLUMBING | FIRE HYDRANT |  | ROAD 11 | SBJ-Z3-R11 |  |  | Z3 | [5 empty] | 2019-01-01 | 2019 | 2 |  | Y | 15 | [8 empty] | False | Mechanical & Plumbing | 119
815 | SBJ-Z3-R11-PLFH-0456 | PLFH-456 | FIRE HYDRANT 56MB-Z3-R11-GL-PLFH-0456 | Mechanical & Plumbing | MECHANICAL & PLUMBING | FIRE HYDRANT |  | ROAD 11 | SBJ-Z3-R11 |  |  | Z3 | [5 empty] | 2019-01-01 | 2019 | 2 |  | Y | 15 | [8 empty] | False | Mechanical & Plumbing | 120
816 | SBJ-Z3-R11-PLFH-0457 | PLFH-457 | FIRE HYDRANT 457() | Mechanical & Plumbing | MECHANICAL & PLUMBING | FIRE HYDRANT |  | ROAD 11 | SBJ-Z3-R11 |  |  | Z3 | [5 empty] | 2019-01-01 | 2019 | 2 |  | Y | 15 | [8 empty] | False | Mechanical & Plumbing | 121
817 | SBJ-Z3-R11-PLFH-0458 | PLFH-458 | FIRE HYDRANT 458() | Mechanical & Plumbing | MECHANICAL & PLUMBING | FIRE HYDRANT |  | ROAD 11 | SBJ-Z3-R11 |  |  | Z3 | [5 empty] | 2019-01-01 | 2019 | 2 |  | Y | 15 | [8 empty] | False | Mechanical & Plumbing | 122
818 | SBJ-Z3-R11-PLFH-0459 | PLFH-459 | FIRE HYDRANT 459() | Mechanical & Plumbing | MECHANICAL & PLUMBING | FIRE HYDRANT |  | ROAD 11 | SBJ-Z3-R11 |  |  | Z3 | [5 empty] | 2019-01-01 | 2019 | 2 |  | Y | 15 | [8 empty] | False | Mechanical & Plumbing | 123
819 | SBJ-Z3-R11-PLFH-0460 | PLFH-460 | FIRE HYDRANT 460() | Mechanical & Plumbing | MECHANICAL & PLUMBING | FIRE HYDRANT |  | ROAD 11 | SBJ-Z3-R11 |  |  | Z3 | [5 empty] | 2019-01-01 | 2019 | 2 |  | Y | 15 | [8 empty] | False | Mechanical & Plumbing | 124
820 | SBJ-Z3-R11-PLFH-0461 | PLFH-461 | FIRE HYDRANT 461() | Mechanical & Plumbing | MECHANICAL & PLUMBING | FIRE HYDRANT |  | ROAD 11 | SBJ-Z3-R11 |  |  | Z3 | [5 empty] | 2019-01-01 | 2019 | 2 |  | Y | 15 | [8 empty] | False | Mechanical & Plumbing | 125
821 | SBJ-Z3-R11-PLFH-0462 | PLFH-462 | FIRE HYDRANT 462() | Mechanical & Plumbing | MECHANICAL & PLUMBING | FIRE HYDRANT |  | ROAD 11 | SBJ-Z3-R11 |  |  | Z3 | [5 empty] | 2019-01-01 | 2019 | 2 |  | Y | 15 | [8 empty] | False | Mechanical & Plumbing | 126
822 | SBJ-Z3-R11-PLFH-0463 | PLFH-463 | FIRE HYDRANT 463() | Mechanical & Plumbing | MECHANICAL & PLUMBING | FIRE HYDRANT |  | ROAD 11 | SBJ-Z3-R11 |  |  | Z3 | [5 empty] | 2019-01-01 | 2019 | 2 |  | Y | 15 | [8 empty] | False | Mechanical & Plumbing | 127
823 | SBJ-Z3-R11-PLFH-0464 | PLFH-464 | FIRE HYDRANT 464() | Mechanical & Plumbing | MECHANICAL & PLUMBING | FIRE HYDRANT |  | ROAD 11 | SBJ-Z3-R11 |  |  | Z3 | [5 empty] | 2019-01-01 | 2019 | 2 |  | Y | 15 | [8 empty] | False | Mechanical & Plumbing | 128
824 | SBJ-Z3-R11-PLFH-0465 | PLFH-465 | FIRE HYDRANT 465() | Mechanical & Plumbing | MECHANICAL & PLUMBING | FIRE HYDRANT |  | ROAD 11 | SBJ-Z3-R11 |  |  | Z3 | [5 empty] | 2019-01-01 | 2019 | 2 |  | Y | 15 | [8 empty] | False | Mechanical & Plumbing | 129
825 | SBJ-Z3-R11-PLFH-0466 | PLFH-466 | FIRE HYDRANT 466() | Mechanical & Plumbing | MECHANICAL & PLUMBING | FIRE HYDRANT |  | ROAD 11 | SBJ-Z3-R11 |  |  | Z3 | [5 empty] | 2019-01-01 | 2019 | 2 |  | Y | 15 | [8 empty] | False | Mechanical & Plumbing | 130
826 | SBJ-Z3-R11-PLFH-0467 | PLFH-467 | FIRE HYDRANT 467() | Mechanical & Plumbing | MECHANICAL & PLUMBING | FIRE HYDRANT |  | ROAD 11 | SBJ-Z3-R11 |  |  | Z3 | [5 empty] | 2019-01-01 | 2019 | 2 |  | Y | 15 | [8 empty] | False | Mechanical & Plumbing | 131
827 | SBJ-Z3-R11-PLFH-0468 | PLFH-468 | FIRE HYDRANT 468() | Mechanical & Plumbing | MECHANICAL & PLUMBING | FIRE HYDRANT |  | ROAD 11 | SBJ-Z3-R11 |  |  | Z3 | [5 empty] | 2019-01-01 | 2019 | 2 |  | Y | 15 | [8 empty] | False | Mechanical & Plumbing | 132
828 | SBJ-Z1-R01-GV | GV | GATE VALVE | Mechanical & Plumbing | MECHANICAL & PLUMBING | GATE VALVE |  | Road 1 | SBJ-Z1-RO1 |  |  | Z1 |  |  |  | Check BOQ Water Services for gate valve sizes |  | 2019-01-01 | 2019 | 4M |  | Y | 20 | [8 empty] | False | Mechanical & Plumbing | 133
829 | SBJ-Z1-R03-GV | GV | GATE VALVE | Mechanical & Plumbing | MECHANICAL & PLUMBING | GATE VALVE |  | Road 3 | SBJ-Z1-RO3 |  |  | Z1 |  |  |  | Check BOQ Water Services for gate valve sizes |  | 2019-01-01 | 2019 | 4M |  | Y | 20 | [8 empty] | False | Mechanical & Plumbing | 134
830 | SBJ-Z1-R04-GV | GV | GATE VALVE | Mechanical & Plumbing | MECHANICAL & PLUMBING | GATE VALVE |  | Road 4 | SBJ-Z1-RO4 |  |  | Z1 |  |  |  | Check BOQ Water Services for gate valve sizes |  | 2019-01-01 | 2019 | 4M |  | Y | 20 | [8 empty] | False | Mechanical & Plumbing | 135
831 | SBJ-Z1-R05-GV | GV | GATE VALVE | Mechanical & Plumbing | MECHANICAL & PLUMBING | GATE VALVE |  | Road 5 | SBJ-Z1-RO5 |  |  | Z1 |  |  |  | Check BOQ Water Services for gate valve sizes |  | 2019-01-01 | 2019 | 4M |  | Y | 20 | [8 empty] | False | Mechanical & Plumbing | 136
832 | SBJ-Z2-R02-GV | GV | GATE VALVE | Mechanical & Plumbing | MECHANICAL & PLUMBING | GATE VALVE |  | Road 2 | SBJ-Z2-R02 |  |  | Z2 |  |  |  | Check BOQ Water Services for gate valve sizes |  | 2019-01-01 | 2019 | 4M |  | Y | 20 | [8 empty] | False | Mechanical & Plumbing | 137
833 | SBJ-Z2-R06-GV | GV | GATE VALVE | Mechanical & Plumbing | MECHANICAL & PLUMBING | GATE VALVE |  | Road 6 | SBJ-Z2-R06 |  |  | Z2 |  |  |  | Check BOQ Water Services for gate valve sizes |  | 2019-01-01 | 2019 | 4M |  | Y | 20 | [8 empty] | False | Mechanical & Plumbing | 138
834 | SBJ-Z2-R07-GV | GV | GATE VALVE | Mechanical & Plumbing | MECHANICAL & PLUMBING | GATE VALVE |  | Road 7 | SBJ-Z2-R07 |  |  | Z2 |  |  |  | Check BOQ Water Services for gate valve sizes |  | 2019-01-01 | 2019 | 4M |  | Y | 20 | [8 empty] | False | Mechanical & Plumbing | 139
835 | SBJ-Z2-R08-GV | GV | GATE VALVE | Mechanical & Plumbing | MECHANICAL & PLUMBING | GATE VALVE |  | Road 8 | SBJ-Z2-R08 |  |  | Z2 |  |  |  | Check BOQ Water Services for gate valve sizes |  | 2019-01-01 | 2019 | 4M |  | Y | 20 | [8 empty] | False | Mechanical & Plumbing | 140
836 | SBJ-Z3-R09-PLGV-0485 | PLGV-485 | GATE VALVE | Mechanical & Plumbing | MECHANICAL & PLUMBING | GATE VALVE |  | ROAD 9 | SBJ-Z3-R09 |  |  | Z3 |  |  |  | Check BOQ Water Services for gate valve sizes |  | 2019-01-01 | 2019 | 4M |  | Y | 20 | [8 empty] | False | Mechanical & Plumbing | 141
837 | SBJ-Z3-R10-PLGV-0484 | PLGV-484 | GATE VALVE | Mechanical & Plumbing | MECHANICAL & PLUMBING | GATE VALVE |  | ROAD 10 | SBJ-Z3-R10 |  |  | Z3 |  |  |  | Check BOQ Water Services for gate valve sizes |  | 2019-01-01 | 2019 | 4M |  | Y | 20 | [8 empty] | False | Mechanical & Plumbing | 142
838 | SBJ-Z3-R11-PLGV-0483 | PLGV-483 | GATE VALVE | Mechanical & Plumbing | MECHANICAL & PLUMBING | GATE VALVE |  | ROAD 11 | SBJ-Z3-R11 |  |  | Z3 |  |  |  | Check BOQ Water Services for gate valve sizes |  | 2019-01-01 | 2019 | 4M |  | Y | 20 | [8 empty] | False | Mechanical & Plumbing | 143
839 | SBJ-Z5-R12-PLGV-0482 | PLGV-482 | GATE VALVE | Mechanical & Plumbing | MECHANICAL & PLUMBING | GATE VALVE |  | Road 12 | SBJ-Z5-R12 |  |  | Z5 |  |  |  | Check BOQ Water Services for gate valve sizes |  | 2019-01-01 | 2019 | 4M |  | Y | 20 | [8 empty] | False | Mechanical & Plumbing | 144
840 | SBJ-Z5-R13-PLGV-0481 | PLGV-481 | GATE VALVE | Mechanical & Plumbing | MECHANICAL & PLUMBING | GATE VALVE |  | Road 13 | SBJ-Z5-R13 |  |  | Z5 |  |  |  | Check BOQ Water Services for gate valve sizes |  | 2019-01-01 | 2019 | 4M |  | Y | 20 | [8 empty] | False | Mechanical & Plumbing | 145
841 | SBJ-Z5-R15-PLGV-0480 | PLGV-480 | GATE VALVE | Mechanical & Plumbing | MECHANICAL & PLUMBING | GATE VALVE |  | Road 15 | SBJ-Z5-R15 |  |  | Z5 |  |  |  | Check BOQ Water Services for gate valve sizes |  | 2019-01-01 | 2019 | 4M |  | Y | 20 | [8 empty] | False | Mechanical & Plumbing | 146
842 | SBJ-Z1-FM-HW1 | HW1 | HOT WATER CIRCULATION PUMP(MB-Z1-MBRF-PLPU-14368) | Mechanical & Plumbing | MECHANICAL & PLUMBING | HOT WATER CIRCULATION PUMP |  | FM Building | SBJ-Z1-FM |  |  | Z1 | [5 empty] | 2019-01-01 | 2019 | Q |  | Y | 15 | [8 empty] | False | Mechanical & Plumbing | 147
843 | SBJ-Z1-FM-HW2 | HW2 | HOT WATER CIRCULATION PUMP(MB-Z1-MBRF-PLPU-14369) | Mechanical & Plumbing | MECHANICAL & PLUMBING | HOT WATER CIRCULATION PUMP |  | FM Building | SBJ-Z1-FM |  |  | Z1 | [5 empty] | 2019-01-01 | 2019 | Q |  | Y | 15 | [8 empty] | False | Mechanical & Plumbing | 148
844 | SBJ-Z1-B1-RF-PPHWR | PPHWR | HWR SUPPLY PUMP | Mechanical & Plumbing | MECHANICAL & PLUMBING | HWR PUMP |  | ROOF TOP | SBJ-Z1-B1-RF |  |  | Z1 | [5 empty] | 2019-01-01 | 2019 | 2 |  | Y | 15 | [8 empty] | False | Mechanical & Plumbing | 149
845 | SBJ-Z1-B2-RF-PPHWR | PPHWR | HWR SUPPLY PUMP | Mechanical & Plumbing | MECHANICAL & PLUMBING | HWR PUMP |  | ROOF TOP | SBJ-Z1-B2-RF |  |  | Z1 | [5 empty] | 2019-01-01 | 2019 | 2 |  | Y | 15 | [8 empty] | False | Mechanical & Plumbing | 150
846 | SBJ-Z1-B3-RF-PPHWR | PPHWR | HWR SUPPLY PUMP | Mechanical & Plumbing | MECHANICAL & PLUMBING | HWR PUMP |  | ROOF TOP | SBJ-Z1-B3-RF |  |  | Z1 | [5 empty] | 2019-01-01 | 2019 | 2 |  | Y | 15 | [8 empty] | False | Mechanical & Plumbing | 151
847 | SBJ-Z1-B4-RF-PPHWR | PPHWR | HWR SUPPLY PUMP | Mechanical & Plumbing | MECHANICAL & PLUMBING | HWR PUMP |  | ROOF TOP | SBJ-Z1-B4-RF |  |  | Z1 | [5 empty] | 2019-01-01 | 2019 | 2 |  | Y | 15 | [8 empty] | False | Mechanical & Plumbing | 152
848 | SBJ-Z1-B5-RF-PPHWR | PPHWR | HWR SUPPLY PUMP | Mechanical & Plumbing | MECHANICAL & PLUMBING | HWR PUMP |  | ROOF TOP | SBJ-Z1-B5-RF |  |  | Z1 | [5 empty] | 2019-01-01 | 2019 | 2 |  | Y | 15 | [8 empty] | False | Mechanical & Plumbing | 153
849 | SBJ-Z1-B6-RF-PPHWR | PPHWR | HWR SUPPLY PUMP | Mechanical & Plumbing | MECHANICAL & PLUMBING | HWR PUMP |  | ROOF TOP | SBJ-Z1-B6-RF |  |  | Z1 | [5 empty] | 2019-01-01 | 2019 | 2 |  | Y | 15 | [8 empty] | False | Mechanical & Plumbing | 154
850 | SBJ-Z1-B7-RF-PPHWR | PPHWR | HWR SUPPLY PUMP | Mechanical & Plumbing | MECHANICAL & PLUMBING | HWR PUMP |  | ROOF TOP | SBJ-Z1-B7-RF |  |  | Z1 | [5 empty] | 2019-01-01 | 2019 | 2 |  | Y | 15 | [8 empty] | False | Mechanical & Plumbing | 155
851 | SBJ-Z1-B8-RF-PPHWR | PPHWR | HWR SUPPLY PUMP | Mechanical & Plumbing | MECHANICAL & PLUMBING | HWR PUMP |  | Accommodation Block 8 | SBJ-Z1-B8 |  |  | Z1 | [5 empty] | 2019-01-01 | 2019 | 2 |  | Y | 15 | [8 empty] | False | Mechanical & Plumbing | 156
852 | SBJ-Z1-MG1-PLARV-0355 | PLARV-355 | POTABLE AIR RELEASE-01 | Mechanical & Plumbing | MECHANICAL & PLUMBING | IRRIGATION AIR RELEASE VALVE |  | Main Gate 1 | SBJ-Z1-MG1 |  |  | Z1 | [5 empty] | 2019-01-01 | 2019 | 4M |  | Y | 20 | [8 empty] | False | Mechanical & Plumbing | 157
853 | SBJ-Z1-R01-PLARV-0335 | PLARV-335 | IRRIGATION AIR RELEASE VALVE-01 | Mechanical & Plumbing | MECHANICAL & PLUMBING | IRRIGATION AIR RELEASE VALVE |  | Road 1 | SBJ-Z1-RO1 |  |  | Z1 |  |  |  | Check BOQ Water Services for air valve sizes |  | 2019-01-01 | 2019 | 4M |  | Y | 20 | [8 empty] | False | Mechanical & Plumbing | 158
854 | SBJ-Z1-R01-PLARV-0336 | PLARV-336 | IRRIGATION AIR RELEASE VALVE-02 | Mechanical & Plumbing | MECHANICAL & PLUMBING | IRRIGATION AIR RELEASE VALVE |  | Road 1 | SBJ-Z1-RO1 |  |  | Z1 |  |  |  | Check BOQ Water Services for air valve sizes |  | 2019-01-01 | 2019 | 4M |  | Y | 20 | [8 empty] | False | Mechanical & Plumbing | 159
855 | SBJ-Z1-R01-PLARV-0337 | PLARV-337 | IRRIGATION AIR RELEASE VALVE-03 | Mechanical & Plumbing | MECHANICAL & PLUMBING | IRRIGATION AIR RELEASE VALVE |  | Road 1 | SBJ-Z1-RO1 |  |  | Z1 |  |  |  | Check BOQ Water Services for air valve sizes |  | 2019-01-01 | 2019 | 4M |  | Y | 20 | [8 empty] | False | Mechanical & Plumbing | 160
856 | SBJ-Z1-R04-PLARV-0340 | PLARV-340 | IRRIGATION AIR RELEASE VALVE-06 | Mechanical & Plumbing | MECHANICAL & PLUMBING | IRRIGATION AIR RELEASE VALVE |  | Road 4 | SBJ-Z1-RO4 |  |  | Z1 |  |  |  | Check BOQ Water Services for air valve sizes |  | 2019-01-01 | 2019 | 4M |  | Y | 20 | [8 empty] | False | Mechanical & Plumbing | 161
857 | SBJ-Z1-R05-PLARV-0341 | PLARV-341 | IRRIGATION AIR RELEASE VALVE-07 | Mechanical & Plumbing | MECHANICAL & PLUMBING | IRRIGATION AIR RELEASE VALVE |  | Road 5 | SBJ-Z1-RO5 |  |  | Z1 |  |  |  | Check BOQ Water Services for air valve sizes |  | 2019-01-01 | 2019 | 4M |  | Y | 20 | [8 empty] | False | Mechanical & Plumbing | 162
858 | SBJ-Z1-R05-PLARV-0342 | PLARV-342 | IRRIGATION AIR RELEASE VALVE-08 | Mechanical & Plumbing | MECHANICAL & PLUMBING | IRRIGATION AIR RELEASE VALVE |  | Road 5 | SBJ-Z1-RO5 |  |  | Z1 |  |  |  | Check BOQ Water Services for air valve sizes |  | 2019-01-01 | 2019 | 4M |  | Y | 20 | [8 empty] | False | Mechanical & Plumbing | 163
859 | SBJ-Z1-R17-PLARV-0351 | PLARV-351 | IRRIGATION AIR RELEASE VALVE-17 | Mechanical & Plumbing | MECHANICAL & PLUMBING | IRRIGATION AIR RELEASE VALVE |  | Road 17 | SBJ-Z1-RO17 |  |  | Z1 |  |  |  | Check BOQ Water Services for air valve sizes |  | 2019-01-01 | 2019 | 4M |  | Y | 20 | [8 empty] | False | Mechanical & Plumbing | 164
860 | SBJ-Z1-R17-PLARV-0352 | PLARV-352 | IRRIGATION AIR RELEASE VALVE-18 | Mechanical & Plumbing | MECHANICAL & PLUMBING | IRRIGATION AIR RELEASE VALVE |  | Road 17 | SBJ-Z1-RO17 |  |  | Z1 |  |  |  | Check BOQ Water Services for air valve sizes |  | 2019-01-01 | 2019 | 4M |  | Y | 20 | [8 empty] | False | Mechanical & Plumbing | 165
861 | SBJ-Z1-R17-PLARV-0353 | PLARV-353 | IRRIGATION AIR RELEASE VALVE-19 | Mechanical & Plumbing | MECHANICAL & PLUMBING | IRRIGATION AIR RELEASE VALVE |  | Road 17 | SBJ-Z1-RO17 |  |  | Z1 |  |  |  | Check BOQ Water Services for air valve sizes |  | 2019-01-01 | 2019 | 4M |  | Y | 20 | [8 empty] | False | Mechanical & Plumbing | 166
862 | SBJ-Z1-R17-PLARV-0354 | PLARV-354 | IRRIGATION AIR RELEASE VALVE-20 | Mechanical & Plumbing | MECHANICAL & PLUMBING | IRRIGATION AIR RELEASE VALVE |  | Road 17 | SBJ-Z1-RO17 |  |  | Z1 |  |  |  | Check BOQ Water Services for air valve sizes |  | 2019-01-01 | 2019 | 4M |  | Y | 20 | [8 empty] | False | Mechanical & Plumbing | 167
863 | SBJ-Z2-R02-PLARV-0338 | PLARV-338 | IRRIGATION AIR RELEASE VALVE-04 | Mechanical & Plumbing | MECHANICAL & PLUMBING | IRRIGATION AIR RELEASE VALVE |  | Road 2 | SBJ-Z2-R02 |  |  | Z2 |  |  |  | Check BOQ Water Services for air valve sizes |  | 2019-01-01 | 2019 | 4M |  | Y | 20 | [8 empty] | False | Mechanical & Plumbing | 168
864 | SBJ-Z2-R06-PLARV-0343 | PLARV-343 | IRRIGATION AIR RELEASE VALVE-09 | Mechanical & Plumbing | MECHANICAL & PLUMBING | IRRIGATION AIR RELEASE VALVE |  | Road 6 | SBJ-Z2-R06 |  |  | Z2 |  |  |  | Check BOQ Water Services for air valve sizes |  | 2019-01-01 | 2019 | 4M |  | Y | 20 | [8 empty] | False | Mechanical & Plumbing | 169
865 | SBJ-Z2-R07-PLARV-0344 | PLARV-344 | IRRIGATION AIR RELEASE VALVE-10 | Mechanical & Plumbing | MECHANICAL & PLUMBING | IRRIGATION AIR RELEASE VALVE |  | Road 7 | SBJ-Z2-R07 |  |  | Z2 |  |  |  | Check BOQ Water Services for air valve sizes |  | 2019-01-01 | 2019 | 4M |  | Y | 20 | [8 empty] | False | Mechanical & Plumbing | 170
866 | SBJ-Z2-R08-PLARV-0345 | PLARV-345 | IRRIGATION AIR RELEASE VALVE-11 | Mechanical & Plumbing | MECHANICAL & PLUMBING | IRRIGATION AIR RELEASE VALVE |  | Road 8 | SBJ-Z2-R08 |  |  | Z2 |  |  |  | Check BOQ Water Services for air valve sizes |  | 2019-01-01 | 2019 | 4M |  | Y | 20 | [8 empty] | False | Mechanical & Plumbing | 171
867 | SBJ-Z3-R09-PLARV-0346 | PLARV-346 | IRRIGATION AIR RELEASE VALVE-12 | Mechanical & Plumbing | MECHANICAL & PLUMBING | IRRIGATION AIR RELEASE VALVE |  | ROAD 9 | SBJ-Z3-R09 |  |  | Z3 |  |  |  | Check BOQ Water Services for air valve sizes |  | 2019-01-01 | 2019 | 4M |  | Y | 20 | [8 empty] | False | Mechanical & Plumbing | 172
868 | SBJ-Z3-R10-PLARV-0347 | PLARV-347 | IRRIGATION AIR RELEASE VALVE-13 | Mechanical & Plumbing | MECHANICAL & PLUMBING | IRRIGATION AIR RELEASE VALVE |  | ROAD 10 | SBJ-Z3-R10 |  |  | Z3 |  |  |  | Check BOQ Water Services for air valve sizes |  | 2019-01-01 | 2019 | 4M |  | Y | 20 | [8 empty] | False | Mechanical & Plumbing | 173
869 | SBJ-Z3-R11-PLARV-0348 | PLARV-348 | IRRIGATION AIR RELEASE VALVE-14 | Mechanical & Plumbing | MECHANICAL & PLUMBING | IRRIGATION AIR RELEASE VALVE |  | ROAD 11 | SBJ-Z3-R11 |  |  | Z3 |  |  |  | Check BOQ Water Services for air valve sizes |  | 2019-01-01 | 2019 | 4M |  | Y | 20 | [8 empty] | False | Mechanical & Plumbing | 174
870 | SBJ-Z3-R11-PLARV-0349 | PLARV-349 | IRRIGATION AIR RELEASE VALVE-15 | Mechanical & Plumbing | MECHANICAL & PLUMBING | IRRIGATION AIR RELEASE VALVE |  | ROAD 11 | SBJ-Z3-R11 |  |  | Z3 |  |  |  | Check BOQ Water Services for air valve sizes |  | 2019-01-01 | 2019 | 4M |  | Y | 20 | [8 empty] | False | Mechanical & Plumbing | 175
871 | SBJ-Z3-R11-PLARV-0350 | PLARV-350 | IRRIGATION AIR RELEASE VALVE-16 | Mechanical & Plumbing | MECHANICAL & PLUMBING | IRRIGATION AIR RELEASE VALVE |  | ROAD 11 | SBJ-Z3-R11 |  |  | Z3 |  |  |  | Check BOQ Water Services for air valve sizes |  | 2019-01-01 | 2019 | 4M |  | Y | 20 | [8 empty] | False | Mechanical & Plumbing | 176
872 | SBJ-Z3-R2A-PLARV-0339 | PLARV-339 | IRRIGATION AIR RELEASE VALVE-05 | Mechanical & Plumbing | MECHANICAL & PLUMBING | IRRIGATION AIR RELEASE VALVE |  | ROAD 2A | SBJ-Z3-R2A |  |  | Z3 |  |  |  | Check BOQ Water Services for air valve sizes |  | 2019-01-01 | 2019 | 4M |  | Y | 20 | [8 empty] | False | Mechanical & Plumbing | 177
873 | SBJ-Z1-FPR-IP1 | IP1 | IRRIGATION PUMP-1(MB-1-11GF-0360) | Mechanical & Plumbing | MECHANICAL & PLUMBING | IRRIGATION PUMP |  | Fire Pump Room | SBJ-Z1-FPR |  |  | Z1 | [5 empty] | 2019-01-01 | 2019 | Q |  | Y | 13 | [8 empty] | False | Mechanical & Plumbing | 178
874 | SBJ-Z1-FPR-IP2 | IP2 | IRRIGATION PUMP-2(MB-1-11GF-0361) | Mechanical & Plumbing | MECHANICAL & PLUMBING | IRRIGATION PUMP |  | Fire Pump Room | SBJ-Z1-FPR |  |  | Z1 | [5 empty] | 2019-01-01 | 2019 | Q |  | Y | 13 | [8 empty] | False | Mechanical & Plumbing | 179
875 | SBJ-Z2-VS-PPR-IRP | IRP | IRRIGATION PUMP | Mechanical & Plumbing | MECHANICAL & PLUMBING | IRRIGATION PUMP |  | PUMP ROOM | SBJ-Z2-VS-PPR |  |  | Z2 | [5 empty] | 2019-01-01 | 2019 | Q |  | Y | 13 | [8 empty] | False | Mechanical & Plumbing | 180
876 | SBJ-Z1-R17-IP1 | IP1 | IRRIGATION PUMP-1 | Mechanical & Plumbing | MECHANICAL & PLUMBING | IRRIGATION PUMP |  | Road 17 | SBJ-Z1-RO17 |  |  | Z1 | [5 empty] | 2019-01-01 | 2019 | 4M |  | Y | 13 | [8 empty] | False | Mechanical & Plumbing | 181
877 | SBJ-Z1-R17-IP2 | IP2 | IRRIGATION PUMP-2 | Mechanical & Plumbing | MECHANICAL & PLUMBING | IRRIGATION PUMP |  | Road 17 | SBJ-Z1-RO17 |  |  | Z1 | [5 empty] | 2019-01-01 | 2019 | 4M |  | Y | 13 | [8 empty] | False | Mechanical & Plumbing | 182
878 | SBJ-Z3-IP2-IP1 | IP1 | IRRIGATION PUMP-1 | Mechanical & Plumbing | MECHANICAL & PLUMBING | IRRIGATION PUMP |  | IRRIGATION PUMP ROOM 2 | SBJ-Z3-IP2 |  |  | Z3 | [5 empty] | 2019-01-01 | 2019 | 4M |  | Y | 13 | [8 empty] | False | Mechanical & Plumbing | 183
879 | SBJ-Z3-IP2-IP2 | IP2 | IRRIGATION PUMP-2 | Mechanical & Plumbing | MECHANICAL & PLUMBING | IRRIGATION PUMP |  | IRRIGATION PUMP ROOM 2 | SBJ-Z3-IP2 |  |  | Z3 | [5 empty] | 2019-01-01 | 2019 | 4M |  | Y | 13 | [8 empty] | False | Mechanical & Plumbing | 184
880 | SBJ-Z5-IP3-IP1 | IP1 | IRRIGATION PUMP-1 | Mechanical & Plumbing | MECHANICAL & PLUMBING | IRRIGATION PUMP |  | Irrigation Pump Room 3 | SBJ-Z5-IP3 |  |  | Z5 | [5 empty] | 2019-01-01 | 2019 | 4M |  | Y | 13 | [8 empty] | False | Mechanical & Plumbing | 185
881 | SBJ-Z5-IP3-IP2 | IP2 | IRRIGATION PUMP-2 | Mechanical & Plumbing | MECHANICAL & PLUMBING | IRRIGATION PUMP |  | Irrigation Pump Room 3 | SBJ-Z5-IP3 |  |  | Z5 | [5 empty] | 2019-01-01 | 2019 | 4M |  | Y | 13 | [8 empty] | False | Mechanical & Plumbing | 186
882 | SBJ-Z8-IP4-IP1 | IP1 | IRRIGATION PUMP-1 | Mechanical & Plumbing | MECHANICAL & PLUMBING | IRRIGATION PUMP |  | Irrigation Pump Room 4 | SBJ-Z8-IP4 |  |  | Z8 | [5 empty] | 2019-01-01 | 2019 | 4M |  | Y | 13 | [8 empty] | False | Mechanical & Plumbing | 187
883 | SBJ-Z8-IP4-IP2 | IP2 | IRRIGATION PUMP-2 | Mechanical & Plumbing | MECHANICAL & PLUMBING | IRRIGATION PUMP |  | Irrigation Pump Room 4 | SBJ-Z8-IP4 |  |  | Z8 | [5 empty] | 2019-01-01 | 2019 | 4M |  | Y | 13 | [8 empty] | False | Mechanical & Plumbing | 188
884 | SBJ-Z1-FPR-JFP | JFP | JOCKEY FIRE PUMP(MB-1-11GF-0358) | Mechanical & Plumbing | MECHANICAL & PLUMBING | JOCKEY FIRE PUMP |  | Fire Pump Room | SBJ-Z1-FPR |  |  | Z1 | [5 empty] | 2019-01-01 | 2019 | 2 |  | Y | 15 | [8 empty] | False | Mechanical & Plumbing | 189
885 | SBJ-Z3-IP2-JKP | JKP | JOCKEY PUMP | Mechanical & Plumbing | MECHANICAL & PLUMBING | JOCKEY PUMP |  | IRRIGATION PUMP ROOM 2 | SBJ-Z3-IP2 |  |  | Z3 | [5 empty] | 2019-01-01 | 2019 | 4M |  | Y | 13 | [8 empty] | False | Mechanical & Plumbing | 190
886 | SBJ-Z5-IP3-JKP | JKP | JOCKEY PUMP | Mechanical & Plumbing | MECHANICAL & PLUMBING | JOCKEY PUMP |  | Irrigation Pump Room 3 | SBJ-Z5-IP3 |  |  | Z5 | [5 empty] | 2019-01-01 | 2019 | 4M |  | Y | 13 | [8 empty] | False | Mechanical & Plumbing | 191
887 | SBJ-Z8-IP4-JKP | JKP | JOCKEY PUMP | Mechanical & Plumbing | MECHANICAL & PLUMBING | JOCKEY PUMP |  | Irrigation Pump Room 4 | SBJ-Z8-IP4 |  |  | Z8 | [5 empty] | 2019-01-01 | 2019 | 4M |  | Y | 13 | [8 empty] | False | Mechanical & Plumbing | 192
888 | SBJ-Z1-FPR-MFP | MFP | MAIN FIRE PUMP(MB-1-11GF-0356) | Mechanical & Plumbing | MECHANICAL & PLUMBING | MAIN FIRE PUMP |  | Fire Pump Room | SBJ-Z1-FPR |  |  | Z1 | [5 empty] | 2019-01-01 | 2019 | 2 |  | Y | 15 | [8 empty] | False | Mechanical & Plumbing | 193
889 | SBJ-Z1-FM-RT-MKP1 | MKP1 | MAKEUP PUMP-1(MB-Z1-FMBRF-HVPU-14104) | Mechanical & Plumbing | MECHANICAL & PLUMBING | MAKE-UP PUMP |  | ROOF TOP | SBJ-Z1-FM-RF |  |  | Z1 | [5 empty] | 2019-01-01 | 2019 | 2 |  | Y | 15 | [8 empty] | False | Mechanical & Plumbing | 194
890 | SBJ-Z1-FM-RT-MKP2 | MKP2 | MAKEUP PUMP-2(MB-Z1-FMBRF-HVPU-14105) | Mechanical & Plumbing | MECHANICAL & PLUMBING | MAKE-UP PUMP |  | ROOF TOP | SBJ-Z1-FM-RF |  |  | Z1 | [5 empty] | 2019-01-01 | 2019 | 2 |  | Y | 15 | [8 empty] | False | Mechanical & Plumbing | 195
891 | SBJ-Z1-B1-RF-PPMUP | PPMUP | MAKE UP WATER PUMP | Mechanical & Plumbing | MECHANICAL & PLUMBING | MAKE-UP PUMP |  | ROOF TOP | SBJ-Z1-B1-RF |  |  | Z1 | [5 empty] | 2019-01-01 | 2019 | 2 |  | Y | 15 | [8 empty] | False | Mechanical & Plumbing | 196
892 | SBJ-Z1-B2-RF-PPMUP | PPMUP | MAKE UP WATER PUMP | Mechanical & Plumbing | MECHANICAL & PLUMBING | MAKE-UP PUMP |  | ROOF TOP | SBJ-Z1-B2-RF |  |  | Z1 | [5 empty] | 2019-01-01 | 2019 | 2 |  | Y | 15 | [8 empty] | False | Mechanical & Plumbing | 197
893 | SBJ-Z1-B3-RF-PPMUP | PPMUP | MAKE UP WATER PUMP | Mechanical & Plumbing | MECHANICAL & PLUMBING | MAKE-UP PUMP |  | ROOF TOP | SBJ-Z1-B3-RF |  |  | Z1 | [5 empty] | 2019-01-01 | 2019 | 2 |  | Y | 15 | [8 empty] | False | Mechanical & Plumbing | 198
894 | SBJ-Z1-B4-RF-PPMUP | PPMUP | MAKE UP WATER PUMP | Mechanical & Plumbing | MECHANICAL & PLUMBING | MAKE-UP PUMP |  | ROOF TOP | SBJ-Z1-B4-RF |  |  | Z1 | [5 empty] | 2019-01-01 | 2019 | 2 |  | Y | 15 | [8 empty] | False | Mechanical & Plumbing | 199
895 | SBJ-Z1-B5-RF-PPMUP | PPMUP | MAKE UP WATER PUMP | Mechanical & Plumbing | MECHANICAL & PLUMBING | MAKE-UP PUMP |  | ROOF TOP | SBJ-Z1-B5-RF |  |  | Z1 | [5 empty] | 2019-01-01 | 2019 | 2 |  | Y | 15 | [8 empty] | False | Mechanical & Plumbing | 200
896 | SBJ-Z1-B6-RF-PPMUP | PPMUP | MAKE UP WATER PUMP | Mechanical & Plumbing | MECHANICAL & PLUMBING | MAKE-UP PUMP |  | ROOF TOP | SBJ-Z1-B6-RF |  |  | Z1 | [5 empty] | 2019-01-01 | 2019 | 2 |  | Y | 15 | [8 empty] | False | Mechanical & Plumbing | 201
897 | SBJ-Z1-B7-RF-PPMUP | PPMUP | MAKE UP WATER PUMP | Mechanical & Plumbing | MECHANICAL & PLUMBING | MAKE-UP PUMP |  | ROOF TOP | SBJ-Z1-B7-RF |  |  | Z1 | [5 empty] | 2019-01-01 | 2019 | 2 |  | Y | 15 | [8 empty] | False | Mechanical & Plumbing | 202
898 | SBJ-Z1-B8-RF-PPMUP | PPMUP | MAKE UP WATER PUMP | Mechanical & Plumbing | MECHANICAL & PLUMBING | MAKE-UP PUMP |  | Accommodation Block 8 | SBJ-Z1-B8 |  |  | Z1 | [5 empty] | 2019-01-01 | 2019 | 2 |  | Y | 15 | [8 empty] | False | Mechanical & Plumbing | 203
899 | SBJ-Z2-R08-LS2-PLOCU-0207 | PLOCU-207 | ODOUR CONTROL UNITS(MB-2-57GL-0207) | Mechanical & Plumbing | MECHANICAL & PLUMBING | ODOUR CONTROL UNIT |  | LIFTING STATION 2 | SBJ-Z2-R08-LS2 |  |  | Z2 | [5 empty] | 2019-01-01 | 2019 | Q |  | Y | 15 | [8 empty] | False | Mechanical & Plumbing | 204
900 | SBJ-Z1-HLP-LS5-PLOCU-0184 | PLOCU-184 | ODOUR CONTROL UNITS(MB-1-42GL-0210) | Mechanical & Plumbing | MECHANICAL & PLUMBING | ODOUR CONTROL UNIT |  | Lifting Station 5 | SBJ-Z1-LS5 |  |  | Z1 | [5 empty] | 2019-01-01 | 2019 | Q |  | Y | 15 | [8 empty] | False | Mechanical & Plumbing | 205
901 | SBJ-Z2-R02-PLOCU-0214 | PLOCU-214 | ODOUR CONTROL UNITS(MB-2-57GL-0214) | Mechanical & Plumbing | MECHANICAL & PLUMBING | ODOUR CONTROL UNIT |  | Road 2 | SBJ-Z2-R02 |  |  | Z2 | [5 empty] | 2019-01-01 | 2019 | Q |  | Y | 15 | [8 empty] | False | Mechanical & Plumbing | 206
902 | SBJ-Z1-R01-PLOCU-0401 | PS5-401 | ODOUR CONTROL UNITS(MB-1-22GL-0211) | Mechanical & Plumbing | MECHANICAL & PLUMBING | ODOUR CONTROL UNIT |  | Road 1 | SBJ-Z1-RO1 |  |  | Z1 | [5 empty] | 2019-01-01 | 2019 | Q |  | Y | 15 | [8 empty] | False | Mechanical & Plumbing | 207
903 | SBJ-Z8-PS5-PLOCU-0213 | PLOCU-213 | ODOUR CONTROL UNITS(MB-8-45GL-0213) | Mechanical & Plumbing | MECHANICAL & PLUMBING | ODOUR CONTROL UNIT |  | Pumping Station 5 | SBJ-Z8-PS5 |  |  | Z8 | [5 empty] | 2019-01-01 | 2019 | Q |  | Y | 15 | [8 empty] | False | Mechanical & Plumbing | 208
904 | SBJ-Z2-VS-PPR-PWP | PPR-PWP | POTABLE WATER PUMP | Mechanical & Plumbing | MECHANICAL & PLUMBING | POTABLE WATER PUMP |  | PUMP ROOM | SBJ-Z2-VS-PPR |  |  | Z2 | [5 empty] | 2019-01-01 | 2019 | Q |  | Y | 15 | [8 empty] | False | Mechanical & Plumbing | 209
905 | SBJ-Z1-R01-PLPRV-0247 | PLPRV-247 | IRRIGATION PRV -01 | Mechanical & Plumbing | MECHANICAL & PLUMBING | PRESSURE REDUCING VALVE |  | Road 1 | SBJ-Z1-RO1 |  |  | Z1 | [5 empty] | 2019-01-01 | 2019 | 4M |  | Y | 20 | [8 empty] | False | Mechanical & Plumbing | 210
906 | SBJ-Z1-R17-PLPRV-0250 | PLPRV-250 | POTABLE WATER PRV -01 | Mechanical & Plumbing | MECHANICAL & PLUMBING | PRESSURE REDUCING VALVE |  | Road 17 | SBJ-Z1-RO17 |  |  | Z1 | [5 empty] | 2019-01-01 | 2019 | 4M |  | Y | 20 | [8 empty] | False | Mechanical & Plumbing | 211
907 | SBJ-Z2-R04-PLPRV-0248 | PLPRV-248 | IRRIGATION PRV -02 | Mechanical & Plumbing | MECHANICAL & PLUMBING | PRESSURE REDUCING VALVE |  | Road 4 | SBJ-Z2-R04 |  |  | Z2 | [5 empty] | 2019-01-01 | 2019 | 4M |  | Y | 20 | [8 empty] | False | Mechanical & Plumbing | 212
908 | SBJ-Z3-R09-PLPRV-0249 | PLPRV-249 | IRRIGATION PRV-03 | Mechanical & Plumbing | MECHANICAL & PLUMBING | PRESSURE REDUCING VALVE |  | ROAD 9 | SBJ-Z3-R09 |  |  | Z3 | [5 empty] | 2019-01-01 | 2019 | 4M |  | Y | 20 | [8 empty] | False | Mechanical & Plumbing | 213
909 | SBJ-Z1-MG1-WFSF1 | WFSF1 | SAND FILTER 1 | Mechanical & Plumbing | MECHANICAL & PLUMBING | SAND FILTER |  | Main Gate 1 | SBJ-Z1-MG1 |  |  | Z1 | [5 empty] | 2019-01-01 | 2019 | Q |  | Y | 15 | [8 empty] | False | Mechanical & Plumbing | 214
910 | SBJ-Z1-MG1-WFSF2 | WFSF2 | SAND FILTER 2 | Mechanical & Plumbing | MECHANICAL & PLUMBING | SAND FILTER |  | Main Gate 1 | SBJ-Z1-MG1 |  |  | Z1 | [5 empty] | 2019-01-01 | 2019 | Q |  | Y | 15 | [8 empty] | False | Mechanical & Plumbing | 215
911 | SBJ-Z3-CP-CNR-SF1 | SF1 | SWIMMING POOL FILTER SYSTEM(MB-3-56GL-0387) | Mechanical & Plumbing | MECHANICAL & PLUMBING | SAND FILTER |  | CONTROL ROOM | SBJ-Z3-CP-CNR |  |  | Z3 | [5 empty] | 2019-01-01 | 2019 | Q |  | Y | 15 | [8 empty] | False | Mechanical & Plumbing | 216
912 | SBJ-Z3-CP-CNR-SF2 | SF2 | KIDS POOL FILTER SYSTEM - 01(MB-3-56GL-0392) | Mechanical & Plumbing | MECHANICAL & PLUMBING | SAND FILTER |  | CONTROL ROOM | SBJ-Z3-CP-CNR |  |  | Z3 | [5 empty] | 2019-01-01 | 2019 | Q |  | Y | 15 | [8 empty] | False | Mechanical & Plumbing | 217
913 | SBJ-Z3-CP-CNR-SF3 | SF3 | KIDS POOL FILTER SYSTEM -02(MB-3-56GL-0393) | Mechanical & Plumbing | MECHANICAL & PLUMBING | SAND FILTER |  | CONTROL ROOM | SBJ-Z3-CP-CNR |  |  | Z3 | [5 empty] | 2019-01-01 | 2019 | Q |  | Y | 15 | [8 empty] | False | Mechanical & Plumbing | 218
914 | SBJ-Z1-SCB-PLMSF-2786 | PLMSF-2786 | SANITARY FITTINGS AND FIXTURES | Mechanical & Plumbing | MECHANICAL & PLUMBING | SANITARY FITTINGS & FIXTURES |  | Security & CCTV Building | SBJ-Z1-SCB |  |  | Z1 | [5 empty] | 2019-01-01 | 2019 | Q |  | Y | 15 | [8 empty] | False | Mechanical & Plumbing | 219
915 | SBJ-Z1-ROP-PLMSF-2784 | PLMSF-2784 | SANITARY FITTINGS AND FIXTURES | Mechanical & Plumbing | MECHANICAL & PLUMBING | SANITARY FITTINGS & FIXTURES |  | ROP BUILDING | SBJ-Z1-ROP |  |  | Z1 | [5 empty] | 2019-01-01 | 2019 | Q |  | Y | 15 | [8 empty] | False | Mechanical & Plumbing | 220
916 | SBJ-Z1-FM-SFF | SFF | SANITARY FITTINGS AND FIXTURES | Mechanical & Plumbing | MECHANICAL & PLUMBING | SANITARY FITTINGS & FIXTURES |  | FM Building | SBJ-Z1-FM |  |  | Z1 | [5 empty] | 2019-01-01 | 2019 | Q |  | Y | 15 | [8 empty] | False | Mechanical & Plumbing | 221
917 | SBJ-Z1-B4-SFF | SFF | SANITARY FITTINGS AND FIXTURES | Mechanical & Plumbing | MECHANICAL & PLUMBING | SANITARY FITTINGS & FIXTURES |  | Accommodation Block 4 | SBJ-Z1-B4 |  |  | Z1 | [5 empty] | 2019-01-01 | 2019 | OC |  | Y | 15 | [8 empty] | False | Mechanical & Plumbing | 222
918 | SBJ-Z1-B5-SFF | SFF | SANITARY FITTINGS AND FIXTURES | Mechanical & Plumbing | MECHANICAL & PLUMBING | SANITARY FITTINGS & FIXTURES |  | Accommodation Block 5 | SBJ-Z1-B5 |  |  | Z1 | [5 empty] | 2019-01-01 | 2019 | OC |  | Y | 15 | [8 empty] | False | Mechanical & Plumbing | 223
919 | SBJ-Z1-B6-SFF | SFF | SANITARY FITTINGS AND FIXTURES | Mechanical & Plumbing | MECHANICAL & PLUMBING | SANITARY FITTINGS & FIXTURES |  | Accommodation Block 6 | SBJ-Z1-B6 |  |  | Z1 | [5 empty] | 2019-01-01 | 2019 | OC |  | Y | 15 | [8 empty] | False | Mechanical & Plumbing | 224
920 | SBJ-Z2-ESC-SFF | SFF | SANITARY FITTINGS AND FIXTURES | Mechanical & Plumbing | MECHANICAL & PLUMBING | SANITARY FITTINGS & FIXTURES |  | Experience & Sales Centre | SBJ-Z2-ESC |  |  | Z2 | [5 empty] | 2019-01-01 | 2019 | Q |  | Y | 15 | [8 empty] | False | Mechanical & Plumbing | 225
921 | SBJ-Z2-VS-CS1-SFF | SFF | SANITARY FITTINGS AND FIXTURES | Mechanical & Plumbing | MECHANICAL & PLUMBING | SANITARY FITTINGS & FIXTURES |  | LAUNDRY | SBJ-Z2-VS-LAUN |  |  | Z2 | [5 empty] | 2019-01-01 | 2019 | Q |  | Y | 15 | [8 empty] | False | Mechanical & Plumbing | 226
922 | SBJ-Z2-VS-CS2-SFF | SFF | SANITARY FITTINGS AND FIXTURES | Mechanical & Plumbing | MECHANICAL & PLUMBING | SANITARY FITTINGS & FIXTURES |  | PHARMACY | SBJ-Z2-VS-PHAR |  |  | Z2 | [5 empty] | 2019-01-01 | 2019 | Q |  | Y | 15 | [8 empty] | False | Mechanical & Plumbing | 227
923 | SBJ-Z2-VS-CS3-SFF | SFF | SANITARY FITTINGS AND FIXTURES | Mechanical & Plumbing | MECHANICAL & PLUMBING | SANITARY FITTINGS & FIXTURES |  | SPAR SUPER MARKET | SBJ-Z2-VS-SPAR |  |  | Z2 | [5 empty] | 2019-01-01 | 2019 | Q |  | Y | 15 | [8 empty] | False | Mechanical & Plumbing | 228
924 | SBJ-Z2-VS-SFF | SFF | SANITARY FITTINGS AND FIXTURES | Mechanical & Plumbing | MECHANICAL & PLUMBING | SANITARY FITTINGS & FIXTURES |  | Village Square | SBJ-Z2-VS |  |  | Z2 | [5 empty] | 2019-01-01 | 2019 | Q |  | Y | 15 | [8 empty] | False | Mechanical & Plumbing | 229
925 | SBJ-Z2-VS-MTS-SFF | SFF | SANITARY FITTINGS AND FIXTURES | Mechanical & Plumbing | MECHANICAL & PLUMBING | SANITARY FITTINGS & FIXTURES |  | MALE TOILET STORE | SBJ-Z2-VS-MTS |  |  | Z2 | [5 empty] | 2019-01-01 | 2019 | Q |  | Y | 15 | [8 empty] | False | Mechanical & Plumbing | 230
926 | SBJ-Z2-VS-MTT-SFF | SFF | SANITARY FITTINGS AND FIXTURES | Mechanical & Plumbing | MECHANICAL & PLUMBING | SANITARY FITTINGS & FIXTURES |  | MALE TOILET | SBJ-Z2-VS-MTT |  |  | Z2 | [5 empty] | 2019-01-01 | 2019 | Q |  | Y | 15 | [8 empty] | False | Mechanical & Plumbing | 231
927 | SBJ-Z2-VS-FTS-SFF | SFF | SANITARY FITTINGS AND FIXTURES | Mechanical & Plumbing | MECHANICAL & PLUMBING | SANITARY FITTINGS & FIXTURES |  | FEMALE TOILET STORE | SBJ-Z2-VS-FTS |  |  | Z2 | [5 empty] | 2019-01-01 | 2019 | Q |  | Y | 15 | [8 empty] | False | Mechanical & Plumbing | 232
928 | SBJ-Z2-VS-FTT-SFF | SFF | SANITARY FITTINGS AND FIXTURES | Mechanical & Plumbing | MECHANICAL & PLUMBING | SANITARY FITTINGS & FIXTURES |  | FEMALE TOILET | SBJ-Z2-VS-FTT |  |  | Z2 | [5 empty] | 2019-01-01 | 2019 | Q |  | Y | 15 | [8 empty] | False | Mechanical & Plumbing | 233
929 | SBJ-Z2-VS-MPR-SFF | SFF | SANITARY FITTINGS AND FIXTURES | Mechanical & Plumbing | MECHANICAL & PLUMBING | SANITARY FITTINGS & FIXTURES |  | MALE PRAYER ROOM | SBJ-Z2-VS-MPR |  |  | Z2 | [5 empty] | 2019-01-01 | 2019 | Q |  | Y | 15 | [8 empty] | False | Mechanical & Plumbing | 234
930 | SBJ-Z2-VS-FWR-SFF | SFF | SANITARY FITTINGS AND FIXTURES | Mechanical & Plumbing | MECHANICAL & PLUMBING | SANITARY FITTINGS & FIXTURES |  | FEMALE WASH ROOM | SBJ-Z2-VS-FWR |  |  | Z2 | [5 empty] | 2019-01-01 | 2019 | Q |  | Y | 15 | [8 empty] | False | Mechanical & Plumbing | 235
931 | SBJ-Z2-VS-PPR-SFF | SFF | SANITARY FITTINGS AND FIXTURES | Mechanical & Plumbing | MECHANICAL & PLUMBING | SANITARY FITTINGS & FIXTURES |  | PUMP ROOM | SBJ-Z2-VS-PPR |  |  | Z2 | [5 empty] | 2019-01-01 | 2019 | Q |  | Y | 15 | [8 empty] | False | Mechanical & Plumbing | 236
932 | SBJ-Z3-CP-SFF | SFF | SANITARY FITTINGS AND FIXTURES | Mechanical & Plumbing | MECHANICAL & PLUMBING | SANITARY FITTINGS & FIXTURES |  | CENTRAL PARK | SBJ-Z3-CP |  |  | Z3 | [5 empty] | 2019-01-01 | 2019 | Q |  | Y | 15 | [8 empty] | False | Mechanical & Plumbing | 237
933 | SBJ-Z3-CP-MTT-SFF | SFF | SANITARY FITTINGS AND FIXTURES | Mechanical & Plumbing | MECHANICAL & PLUMBING | SANITARY FITTINGS & FIXTURES |  | MALE TOILET | SBJ-Z3-CP-MTT |  |  | Z3 | [5 empty] | 2019-01-01 | 2019 | Q |  | Y | 15 | [8 empty] | False | Mechanical & Plumbing | 238
934 | SBJ-Z3-CP-FTT-SFF | SFF | SANITARY FITTINGS AND FIXTURES | Mechanical & Plumbing | MECHANICAL & PLUMBING | SANITARY FITTINGS & FIXTURES |  | FEMALE TOILET | SBJ-Z3-CP-FTT |  |  | Z3 | [5 empty] | 2019-01-01 | 2019 | Q |  | Y | 15 | [8 empty] | False | Mechanical & Plumbing | 239
935 | SBJ-Z3-CP-CNR-SUP | SUP | SUMP PUMP(MB-3-56GL-0396) | Mechanical & Plumbing | MECHANICAL & PLUMBING | SUBMERSIBLE PUMP |  | CONTROL ROOM | SBJ-Z3-CP-CNR |  |  | Z3 | [5 empty] | 2019-01-01 | 2019 | Q |  | Y | 13 | [8 empty] | False | Mechanical & Plumbing | 240
936 | SBJ-Z1-R05-LS2-SMP-0223 | SMP-223 | SEWAGE SUBMERSIBLE PUMP-01(MB-1-27UG-0223) | Mechanical & Plumbing | MECHANICAL & PLUMBING | SUBMERSIBLE PUMP |  | LIFTING STATION 2 | SBJ-Z1-RO5-LS2 |  |  | Z1 | [5 empty] | 2019-01-01 | 2019 | Q |  | Y | 13 | [8 empty] | False | Mechanical & Plumbing | 241
937 | SBJ-Z1-R05-LS2-SMP-0224 | SMP-224 | SEWAGE SUBMERSIBLE PUMP-02(MB-1-27UG-0224) | Mechanical & Plumbing | MECHANICAL & PLUMBING | SUBMERSIBLE PUMP |  | LIFTING STATION 2 | SBJ-Z1-RO3-LS2 |  |  | Z1 | [5 empty] | 2019-01-01 | 2019 | Q |  | Y | 13 | [8 empty] | False | Mechanical & Plumbing | 242
938 | SBJ-Z2-R08-LS3-SMP-0225 | SMP-225 | SEWAGE SUBMERSIBLE PUMP-01(MB-2-30UG-0225) | Mechanical & Plumbing | MECHANICAL & PLUMBING | SUBMERSIBLE PUMP |  | LIFTING STATION 3 | SBJ-Z2-R08-LS3 |  |  | Z2 | [5 empty] | 2019-01-01 | 2019 | Q |  | Y | 13 | [8 empty] | False | Mechanical & Plumbing | 243
939 | SBJ-Z2-R08-LS3-SMP-0226 | SMP-226 | SEWAGE SUBMERSIBLE PUMP-02(MB-2-30UG-0226) | Mechanical & Plumbing | MECHANICAL & PLUMBING | SUBMERSIBLE PUMP |  | LIFTING STATION 3 | SBJ-Z2-R08-LS3 |  |  | Z2 | [5 empty] | 2019-01-01 | 2019 | Q |  | Y | 13 | [8 empty] | False | Mechanical & Plumbing | 244
940 | SBJ-Z5-R15-LS4-SMP-0227 | SMP-227 | SEWAGE SUBMERSIBLE PUMP-01(MB-5-37UG-0227) | Mechanical & Plumbing | MECHANICAL & PLUMBING | SUBMERSIBLE PUMP |  | LIFTING STATION 4 | SBJ-Z5-R15-LS4 |  |  | Z5 | [5 empty] | 2019-01-01 | 2019 | Q |  | Y | 13 | [8 empty] | False | Mechanical & Plumbing | 245
941 | SBJ-Z5-R15-LS4-SMP-0228 | SMP-228 | SEWAGE SUBMERSIBLE PUMP-02(MB-5-37UG-0228) | Mechanical & Plumbing | MECHANICAL & PLUMBING | SUBMERSIBLE PUMP |  | LIFTING STATION 4 | SBJ-Z5-R15-LS4 |  |  | Z5 | [5 empty] | 2019-01-01 | 2019 | Q |  | Y | 13 | [8 empty] | False | Mechanical & Plumbing | 246
942 | SBJ-Z1-R03-LS5-SMP-0229 | SMP-229 | SEWAGE SUBMERSIBLE PUMP-01(MB-1-25UG-0229) | Mechanical & Plumbing | MECHANICAL & PLUMBING | SUBMERSIBLE PUMP |  | LIFTING STATION 5 | SBJ-Z1-RO3-LS5 |  |  | Z1 | [5 empty] | 2019-01-01 | 2019 | Q |  | Y | 13 | [8 empty] | False | Mechanical & Plumbing | 247
943 | SBJ-Z1-R03-LS5-SMP-0230 | SMP-230 | SEWAGE SUBMERSIBLE PUMP-02(MB-1-25UG-0230) | Mechanical & Plumbing | MECHANICAL & PLUMBING | SUBMERSIBLE PUMP |  | LIFTING STATION 5 | SBJ-Z1-RO3-LS5 |  |  | Z1 | [5 empty] | 2019-01-01 | 2019 | Q |  | Y | 13 | [8 empty] | False | Mechanical & Plumbing | 248
944 | SBJ-Z2-R02-PS1-SMP-0215 | SMP-215 | SEWAGE SUBMERSIBLE PUMP-01(MB-2-23UG-0215) | Mechanical & Plumbing | MECHANICAL & PLUMBING | SUBMERSIBLE PUMP |  | PUMPING STATION 1 | SBJ-Z2-R02-PS1 |  |  | Z2 | [5 empty] | 2019-01-01 | 2019 | Q |  | Y | 13 | [8 empty] | False | Mechanical & Plumbing | 249
945 | SBJ-Z2-R02-PS1-SMP-0216 | SMP-216 | SEWAGE SUBMERSIBLE PUMP-02(MB-2-23UG-0216) | Mechanical & Plumbing | MECHANICAL & PLUMBING | SUBMERSIBLE PUMP |  | PUMPING STATION 1 | SBJ-Z2-R02-PS1 |  |  | Z2 | [5 empty] | 2019-01-01 | 2019 | Q |  | Y | 13 | [8 empty] | False | Mechanical & Plumbing | 250
946 | SBJ-Z3-R09-PS3-SMP-0217 | SMP-217 | SEWAGE SUBMERSIBLE PUMP-01(MB-3-31UG-0217) | Mechanical & Plumbing | MECHANICAL & PLUMBING | SUBMERSIBLE PUMP |  | PUMBING STATION 3 | SBJ-Z3-R09-PS3 |  |  | Z3 | [5 empty] | 2019-01-01 | 2019 | Q |  | Y | 13 | [8 empty] | False | Mechanical & Plumbing | 251
947 | SBJ-Z3-R09-PS3-SMP-0218 | SMP-218 | SEWAGE SUBMERSIBLE PUMP-01(MB-3-31UG-0218) | Mechanical & Plumbing | MECHANICAL & PLUMBING | SUBMERSIBLE PUMP |  | PUMBING STATION 3 | SBJ-Z3-R09-PS3 |  |  | Z3 | [5 empty] | 2019-01-01 | 2019 | Q |  | Y | 13 | [8 empty] | False | Mechanical & Plumbing | 252
948 | SBJ-Z3-R11-PS4-SMP-0219 | SMP-219 | SEWAGE SUBMERSIBLE PUMP-01(MB-3-33UG-0219) | Mechanical & Plumbing | MECHANICAL & PLUMBING | SUBMERSIBLE PUMP |  | PUMPING STATION 4 | SBJ-Z3-R11-PS4 |  |  | Z3 | [5 empty] | 2019-01-01 | 2019 | Q |  | Y | 13 | [8 empty] | False | Mechanical & Plumbing | 253
949 | SBJ-Z3-R11-PS4-SMP-0220 | SMP-220 | SEWAGE SUBMERSIBLE PUMP-01(MB-3-33UG-0220) | Mechanical & Plumbing | MECHANICAL & PLUMBING | SUBMERSIBLE PUMP |  | PUMPING STATION 4 | SBJ-Z3-R11-PS4 |  |  | Z3 | [5 empty] | 2019-01-01 | 2019 | Q |  | Y | 13 | [8 empty] | False | Mechanical & Plumbing | 254
950 | SBJ-Z1-R01-PS5-SMP-0221 | SMP-221 | SEWAGE SUBMERSIBLE PUMP-01(MB-1-22UG-0221) | Mechanical & Plumbing | MECHANICAL & PLUMBING | SUBMERSIBLE PUMP |  | PUMPING STATION | SBJ-Z1-RO1-PS5 |  |  | Z1 | [5 empty] | 2019-01-01 | 2019 | Q |  | Y | 13 | [8 empty] | False | Mechanical & Plumbing | 255
951 | SBJ-Z1-R01-PS5-SMP-0222 | SMP-222 | SEWAGE SUBMERSIBLE PUMP-02(MB-1-22UG-0222) | Mechanical & Plumbing | MECHANICAL & PLUMBING | SUBMERSIBLE PUMP |  | PUMPING STATION | SBJ-Z1-RO1-PS5 |  |  | Z1 | [5 empty] | 2019-01-01 | 2019 | Q |  | Y | 13 | [8 empty] | False | Mechanical & Plumbing | 256
952 | SBJ-Z1-IP1-SMP | SMP | SUMP PUMP | Mechanical & Plumbing | MECHANICAL & PLUMBING | SUBMERSIBLE PUMP |  | Irrigation Pump 1 | SBJ-Z1-IP1 |  |  | Z1 | [5 empty] | 2019-01-01 | 2019 | Q |  | Y | 13 | [8 empty] | False | Mechanical & Plumbing | 257
953 | SBJ-Z3-IP2-SMP | SMP | SUMP PUMP | Mechanical & Plumbing | MECHANICAL & PLUMBING | SUBMERSIBLE PUMP |  | IRRIGATION PUMP ROOM 2 | SBJ-Z3-IP2 |  |  | Z3 | [5 empty] | 2019-01-01 | 2019 | Q |  | Y | 13 | [8 empty] | False | Mechanical & Plumbing | 258
954 | SBJ-Z5-IP3-SMP | SMP | SUMP PUMP | Mechanical & Plumbing | MECHANICAL & PLUMBING | SUBMERSIBLE PUMP |  | Irrigation Pump Room 3 | SBJ-Z5-IP3 |  |  | Z5 | [5 empty] | 2019-01-01 | 2019 | Q |  | Y | 13 | [8 empty] | False | Mechanical & Plumbing | 259
955 | SBJ-Z8-IP4-SMP | SMP | SUMP PUMP | Mechanical & Plumbing | MECHANICAL & PLUMBING | SUBMERSIBLE PUMP |  | Irrigation Pump Room 4 | SBJ-Z8-IP4 |  |  | Z8 | [5 empty] | 2019-01-01 | 2019 | Q |  | Y | 13 | [8 empty] | False | Mechanical & Plumbing | 260
956 | SBJ-Z1-FPR-SMP | SMP | SUMP PUMP(MB-1-11GF-0359) | Mechanical & Plumbing | MECHANICAL & PLUMBING | SUBMERSIBLE PUMP |  | Fire Pump Room | SBJ-Z1-FPR |  |  | Z1 | [5 empty] | 2019-01-01 | 2019 | Q |  | Y | 13 | [8 empty] | False | Mechanical & Plumbing | 261
957 | SBJ-Z3-CP-CNR-SFP1 | SFP1 | SWIMMING POOL FILTER PUMP -01(MB-3-56GL-0385) | Mechanical & Plumbing | MECHANICAL & PLUMBING | SWIMMING POOL FILTER PUMP |  | CONTROL ROOM | SBJ-Z3-CP-CNR |  |  | Z3 | [5 empty] | 2019-01-01 | 2019 | Q |  | Y | 15 | [8 empty] | False | Mechanical & Plumbing | 262
958 | SBJ-Z3-CP-CNR-SFP2 | SFP2 | SWIMMING POOL FILTER PUMP -02(MB-3-56GL-0386) | Mechanical & Plumbing | MECHANICAL & PLUMBING | SWIMMING POOL FILTER PUMP |  | CONTROL ROOM | SBJ-Z3-CP-CNR |  |  | Z3 | [5 empty] | 2019-01-01 | 2019 | Q |  | Y | 15 | [8 empty] | False | Mechanical & Plumbing | 263
959 | SBJ-Z3-CP-CNR-SFP3 | SFP3 | KIDS POOL FILTER PUMP -01(MB-3-56GL-0390) | Mechanical & Plumbing | MECHANICAL & PLUMBING | SWIMMING POOL FILTER PUMP |  | CONTROL ROOM | SBJ-Z3-CP-CNR |  |  | Z3 | [5 empty] | 2019-01-01 | 2019 | Q |  | Y | 15 | [8 empty] | False | Mechanical & Plumbing | 264
960 | SBJ-Z3-CP-CNR-SFP4 | SFP4 | KIDS POOL FILTER PUMP -02(MB-3-56GL-0391) | Mechanical & Plumbing | MECHANICAL & PLUMBING | SWIMMING POOL FILTER PUMP |  | CONTROL ROOM | SBJ-Z3-CP-CNR |  |  | Z3 | [5 empty] | 2019-01-01 | 2019 | Q |  | Y | 15 | [8 empty] | False | Mechanical & Plumbing | 265
961 | SBJ-Z1-FM-CA-IDC-MOV-78 | IDC/MOV-78 | VALVE CHAMBER (IDC/MOV-78) | Mechanical & Plumbing | MECHANICAL & PLUMBING | VALVE CHAMBER |  | FM Building | SBJ-Z1-FM |  |  | Z1 | [5 empty] | 2019-01-01 | 2019 | 4M |  | Y | 20 | [8 empty] | False | Mechanical & Plumbing | 266
962 | SBJ-Z1-FM-CA-IDC-MOV-79 | IDC/MOV-79 | VALVE CHAMBER (IDC/MOV-79) | Mechanical & Plumbing | MECHANICAL & PLUMBING | VALVE CHAMBER |  | FM Building | SBJ-Z1-FM |  |  | Z1 | [5 empty] | 2019-01-01 | 2019 | 4M |  | Y | 20 | [8 empty] | False | Mechanical & Plumbing | 267
963 | SBJ-Z1-FM-CA-IDC-MOV-80 | IDC/MOV-80 | VALVE CHAMBER (IDC/MOV-80) | Mechanical & Plumbing | MECHANICAL & PLUMBING | VALVE CHAMBER |  | FM Building | SBJ-Z1-FM |  |  | Z1 | [5 empty] | 2019-01-01 | 2019 | 4M |  | Y | 20 | [8 empty] | False | Mechanical & Plumbing | 268
964 | SBJ-Z1-FM-CA-IDC-MOV-81 | IDC/MOV-81 | VALVE CHAMBER (IDC/MOV-81) | Mechanical & Plumbing | MECHANICAL & PLUMBING | VALVE CHAMBER |  | FM Building | SBJ-Z1-FM |  |  | Z1 | [5 empty] | 2019-01-01 | 2019 | 4M |  | Y | 20 | [8 empty] | False | Mechanical & Plumbing | 269
965 | SBJ-Z1-R01-IDC-MOV-01 | MOV-1 | VALVE CHAMBER (IDC/MOV-01) | Mechanical & Plumbing | MECHANICAL & PLUMBING | VALVE CHAMBER |  | Road 1 | SBJ-Z1-RO1 |  |  | Z1 | [5 empty] | 2019-01-01 | 2019 | 4M |  | Y | 20 | [8 empty] | False | Mechanical & Plumbing | 270
966 | SBJ-Z1-R01-IDC-MOV-02 | MOV-2 | VALVE CHAMBER (IDC/MOV-02) | Mechanical & Plumbing | MECHANICAL & PLUMBING | VALVE CHAMBER |  | Road 1 | SBJ-Z1-RO1 |  |  | Z1 | [5 empty] | 2019-01-01 | 2019 | 4M |  | Y | 20 | [8 empty] | False | Mechanical & Plumbing | 271
967 | SBJ-Z1-R01-IDC-MOV-03 | MOV-3 | VALVE CHAMBER (IDC/MOV-03) | Mechanical & Plumbing | MECHANICAL & PLUMBING | VALVE CHAMBER |  | Road 1 | SBJ-Z1-RO1 |  |  | Z1 | [5 empty] | 2019-01-01 | 2019 | 4M |  | Y | 20 | [8 empty] | False | Mechanical & Plumbing | 272
968 | SBJ-Z1-R01-IDC-MOV-04 | MOV-4 | VALVE CHAMBER (IDC/MOV-04) | Mechanical & Plumbing | MECHANICAL & PLUMBING | VALVE CHAMBER |  | Road 1 | SBJ-Z1-RO1 |  |  | Z1 | [5 empty] | 2019-01-01 | 2019 | 4M |  | Y | 20 | [8 empty] | False | Mechanical & Plumbing | 273
969 | SBJ-Z1-R01-IDC-MOV-05 | MOV-5 | VALVE CHAMBER (IDC/MOV-05) | Mechanical & Plumbing | MECHANICAL & PLUMBING | VALVE CHAMBER |  | Road 1 | SBJ-Z1-RO1 |  |  | Z1 | [5 empty] | 2019-01-01 | 2019 | 4M |  | Y | 20 | [8 empty] | False | Mechanical & Plumbing | 274
970 | SBJ-Z1-R01-IDC-MOV-06 | MOV-6 | VALVE CHAMBER (IDC/MOV-06) | Mechanical & Plumbing | MECHANICAL & PLUMBING | VALVE CHAMBER |  | Road 1 | SBJ-Z1-RO1 |  |  | Z1 | [5 empty] | 2019-01-01 | 2019 | 4M |  | Y | 20 | [8 empty] | False | Mechanical & Plumbing | 275
971 | SBJ-Z1-R01-IDC-MOV-07 | MOV-7 | VALVE CHAMBER (IDC/MOV-07) | Mechanical & Plumbing | MECHANICAL & PLUMBING | VALVE CHAMBER |  | Road 1 | SBJ-Z1-RO1 |  |  | Z1 | [5 empty] | 2019-01-01 | 2019 | 4M |  | Y | 20 | [8 empty] | False | Mechanical & Plumbing | 276
972 | SBJ-Z1-R01-IDC-MOV-08 | MOV-8 | VALVE CHAMBER (IDC/MOV-08) | Mechanical & Plumbing | MECHANICAL & PLUMBING | VALVE CHAMBER |  | Road 1 | SBJ-Z1-RO1 |  |  | Z1 | [5 empty] | 2019-01-01 | 2019 | 4M |  | Y | 20 | [8 empty] | False | Mechanical & Plumbing | 277
973 | SBJ-Z1-R01-IDC-MOV-09 | MOV-9 | VALVE CHAMBER (IDC/MOV-09) | Mechanical & Plumbing | MECHANICAL & PLUMBING | VALVE CHAMBER |  | Road 1 | SBJ-Z1-RO1 |  |  | Z1 | [5 empty] | 2019-01-01 | 2019 | 4M |  | Y | 20 | [8 empty] | False | Mechanical & Plumbing | 278
974 | SBJ-Z1-R01-IDC-MOV-10 | MOV-10 | VALVE CHAMBER (IDC/MOV-10) | Mechanical & Plumbing | MECHANICAL & PLUMBING | VALVE CHAMBER |  | Road 1 | SBJ-Z1-RO1 |  |  | Z1 | [5 empty] | 2019-01-01 | 2019 | 4M |  | Y | 20 | [8 empty] | False | Mechanical & Plumbing | 279
975 | SBJ-Z1-R01-IDC-MOV-11 | MOV-11 | VALVE CHAMBER (IDC/MOV-11) | Mechanical & Plumbing | MECHANICAL & PLUMBING | VALVE CHAMBER |  | Road 1 | SBJ-Z1-RO1 |  |  | Z1 | [5 empty] | 2019-01-01 | 2019 | 4M |  | Y | 20 | [8 empty] | False | Mechanical & Plumbing | 280
976 | SBJ-Z1-R01-IDC-MOV-12 | MOV-12 | VALVE CHAMBER (IDC/MOV-12) | Mechanical & Plumbing | MECHANICAL & PLUMBING | VALVE CHAMBER |  | Road 1 | SBJ-Z1-RO1 |  |  | Z1 | [5 empty] | 2019-01-01 | 2019 | 4M |  | Y | 20 | [8 empty] | False | Mechanical & Plumbing | 281
977 | SBJ-Z1-R01-IDC-MOV-13 | MOV-13 | VALVE CHAMBER (IDC/MOV-13) | Mechanical & Plumbing | MECHANICAL & PLUMBING | VALVE CHAMBER |  | Road 1 | SBJ-Z1-RO1 |  |  | Z1 | [5 empty] | 2019-01-01 | 2019 | 4M |  | Y | 20 | [8 empty] | False | Mechanical & Plumbing | 282
978 | SBJ-Z1-R01-IDC-MOV-14 | MOV-14 | VALVE CHAMBER (IDC/MOV-14) | Mechanical & Plumbing | MECHANICAL & PLUMBING | VALVE CHAMBER |  | Road 1 | SBJ-Z1-RO1 |  |  | Z1 | [5 empty] | 2019-01-01 | 2019 | 4M |  | Y | 20 | [8 empty] | False | Mechanical & Plumbing | 283
979 | SBJ-Z1-R01-IDC-MOV-15 | MOV-15 | VALVE CHAMBER (IDC/MOV-15) | Mechanical & Plumbing | MECHANICAL & PLUMBING | VALVE CHAMBER |  | Road 1 | SBJ-Z1-RO1 |  |  | Z1 | [5 empty] | 2019-01-01 | 2019 | 4M |  | Y | 20 | [8 empty] | False | Mechanical & Plumbing | 284
980 | SBJ-Z1-R01-IDC-MOV-16 | MOV-16 | VALVE CHAMBER (IDC/MOV-16) | Mechanical & Plumbing | MECHANICAL & PLUMBING | VALVE CHAMBER |  | Road 1 | SBJ-Z1-RO1 |  |  | Z1 | [5 empty] | 2019-01-01 | 2019 | 4M |  | Y | 20 | [8 empty] | False | Mechanical & Plumbing | 285
981 | SBJ-Z1-R01-IDC-MOV-17 | MOV-17 | VALVE CHAMBER (IDC/MOV-17) | Mechanical & Plumbing | MECHANICAL & PLUMBING | VALVE CHAMBER |  | Road 1 | SBJ-Z1-RO1 |  |  | Z1 | [5 empty] | 2019-01-01 | 2019 | 4M |  | Y | 20 | [8 empty] | False | Mechanical & Plumbing | 286
982 | SBJ-Z1-R01-IDC-MOV-18 | MOV-18 | VALVE CHAMBER (IDC/MOV-18) | Mechanical & Plumbing | MECHANICAL & PLUMBING | VALVE CHAMBER |  | Road 1 | SBJ-Z1-RO1 |  |  | Z1 | [5 empty] | 2019-01-01 | 2019 | 4M |  | Y | 20 | [8 empty] | False | Mechanical & Plumbing | 287
983 | SBJ-Z1-R01-IDC-MOV-19 | MOV-19 | VALVE CHAMBER (IDC/MOV-19) | Mechanical & Plumbing | MECHANICAL & PLUMBING | VALVE CHAMBER |  | Road 1 | SBJ-Z1-RO1 |  |  | Z1 | [5 empty] | 2019-01-01 | 2019 | 4M |  | Y | 20 | [8 empty] | False | Mechanical & Plumbing | 288
984 | SBJ-Z1-R01-IDC-MOV-20 | MOV-20 | VALVE CHAMBER (IDC/MOV-20) | Mechanical & Plumbing | MECHANICAL & PLUMBING | VALVE CHAMBER |  | Road 1 | SBJ-Z1-RO1 |  |  | Z1 | [5 empty] | 2019-01-01 | 2019 | 4M |  | Y | 20 | [8 empty] | False | Mechanical & Plumbing | 289
985 | SBJ-Z1-R03-PLVC-0280 | PLVC-280 | VALVE CHAMBER (IDC/MOV-27) | Mechanical & Plumbing | MECHANICAL & PLUMBING | VALVE CHAMBER |  | Road 3 | SBJ-Z1-RO3 |  |  | Z1 | [5 empty] | 2019-01-01 | 2019 | 4M |  | Y | 20 | [8 empty] | False | Mechanical & Plumbing | 290
986 | SBJ-Z1-R03-PLVC-0281 | PLVC-281 | VALVE CHAMBER (IDC/MOV-28) | Mechanical & Plumbing | MECHANICAL & PLUMBING | VALVE CHAMBER |  | Road 3 | SBJ-Z1-RO3 |  |  | Z1 | [5 empty] | 2019-01-01 | 2019 | 4M |  | Y | 20 | [8 empty] | False | Mechanical & Plumbing | 291
987 | SBJ-Z1-R03-PLVC-0282 | PLVC-282 | VALVE CHAMBER (IDC/MOV-29) | Mechanical & Plumbing | MECHANICAL & PLUMBING | VALVE CHAMBER |  | Road 3 | SBJ-Z1-RO3 |  |  | Z1 | [5 empty] | 2019-01-01 | 2019 | 4M |  | Y | 20 | [8 empty] | False | Mechanical & Plumbing | 292
988 | SBJ-Z1-R03-PLVC-0283 | PLVC-283 | VALVE CHAMBER (IDC/MOV-30) | Mechanical & Plumbing | MECHANICAL & PLUMBING | VALVE CHAMBER |  | Road 3 | SBJ-Z1-RO3 |  |  | Z1 | [5 empty] | 2019-01-01 | 2019 | 4M |  | Y | 20 | [8 empty] | False | Mechanical & Plumbing | 293
989 | SBJ-Z1-R03-PLVC-0284 | PLVC-284 | VALVE CHAMBER (IDC/MOV-31) | Mechanical & Plumbing | MECHANICAL & PLUMBING | VALVE CHAMBER |  | Road 3 | SBJ-Z1-RO3 |  |  | Z1 | [5 empty] | 2019-01-01 | 2019 | 4M |  | Y | 20 | [8 empty] | False | Mechanical & Plumbing | 294
990 | SBJ-Z1-R03-PLVC-0285 | PLVC-285 | VALVE CHAMBER (IDC/MOV-32) | Mechanical & Plumbing | MECHANICAL & PLUMBING | VALVE CHAMBER |  | Road 3 | SBJ-Z1-RO3 |  |  | Z1 | [5 empty] | 2019-01-01 | 2019 | 4M |  | Y | 20 | [8 empty] | False | Mechanical & Plumbing | 295
991 | SBJ-Z1-R03-PLVC-0286 | PLVC-286 | VALVE CHAMBER (IDC/MOV-33) | Mechanical & Plumbing | MECHANICAL & PLUMBING | VALVE CHAMBER |  | Road 3 | SBJ-Z1-RO3 |  |  | Z1 | [5 empty] | 2019-01-01 | 2019 | 4M |  | Y | 20 | [8 empty] | False | Mechanical & Plumbing | 296
992 | SBJ-Z1-R03-PLVC-0287 | PLVC-287 | VALVE CHAMBER (IDC/MOV-34) | Mechanical & Plumbing | MECHANICAL & PLUMBING | VALVE CHAMBER |  | Road 3 | SBJ-Z1-RO3 |  |  | Z1 | [5 empty] | 2019-01-01 | 2019 | 4M |  | Y | 20 | [8 empty] | False | Mechanical & Plumbing | 297
993 | SBJ-Z1-R04-PLVC-0288 | PLVC-288 | VALVE CHAMBER (IDC/MOV-35) | Mechanical & Plumbing | MECHANICAL & PLUMBING | VALVE CHAMBER |  | Road 4 | SBJ-Z1-RO4 |  |  | Z1 | [5 empty] | 2019-01-01 | 2019 | 4M |  | Y | 20 | [8 empty] | False | Mechanical & Plumbing | 298
994 | SBJ-Z1-R04-PLVC-0289 | PLVC-289 | VALVE CHAMBER (IDC/MOV-36) | Mechanical & Plumbing | MECHANICAL & PLUMBING | VALVE CHAMBER |  | Road 4 | SBJ-Z1-RO4 |  |  | Z1 | [5 empty] | 2019-01-01 | 2019 | 4M |  | Y | 20 | [8 empty] | False | Mechanical & Plumbing | 299
995 | SBJ-Z1-R04-PLVC-0290 | PLVC-290 | VALVE CHAMBER (IDC/MOV-37) | Mechanical & Plumbing | MECHANICAL & PLUMBING | VALVE CHAMBER |  | Road 4 | SBJ-Z1-RO4 |  |  | Z1 | [5 empty] | 2019-01-01 | 2019 | 4M |  | Y | 20 | [8 empty] | False | Mechanical & Plumbing | 300
996 | SBJ-Z1-R05-PLVC-0291 | PLVC-291 | VALVE CHAMBER (IDC/MOV-38) | Mechanical & Plumbing | MECHANICAL & PLUMBING | VALVE CHAMBER |  | Road 5 | SBJ-Z1-RO5 |  |  | Z1 | [5 empty] | 2019-01-01 | 2019 | 4M |  | Y | 20 | [8 empty] | False | Mechanical & Plumbing | 301
997 | SBJ-Z1-R05-PLVC-0292 | PLVC-292 | VALVE CHAMBER (IDC/MOV-39) | Mechanical & Plumbing | MECHANICAL & PLUMBING | VALVE CHAMBER |  | Road 5 | SBJ-Z1-RO5 |  |  | Z1 | [5 empty] | 2019-01-01 | 2019 | 4M |  | Y | 20 | [8 empty] | False | Mechanical & Plumbing | 302
998 | SBJ-Z1-R05-PLVC-0293 | PLVC-293 | VALVE CHAMBER (IDC/MOV-40) | Mechanical & Plumbing | MECHANICAL & PLUMBING | VALVE CHAMBER |  | Road 5 | SBJ-Z1-RO5 |  |  | Z1 | [5 empty] | 2019-01-01 | 2019 | 4M |  | Y | 20 | [8 empty] | False | Mechanical & Plumbing | 303
999 | SBJ-Z1-R17-PLVC-0320 | PLVC-320 | VALVE CHAMBER (IDC/MOV-67) | Mechanical & Plumbing | MECHANICAL & PLUMBING | VALVE CHAMBER |  | Road 17 | SBJ-Z1-RO17 |  |  | Z1 | [5 empty] | 2019-01-01 | 2019 | 4M |  | Y | 20 | [8 empty] | False | Mechanical & Plumbing | 304
1000 | SBJ-Z1-R17-PLVC-0321 | PLVC-321 | VALVE CHAMBER (IDC/MOV-68) | Mechanical & Plumbing | MECHANICAL & PLUMBING | VALVE CHAMBER |  | Road 17 | SBJ-Z1-RO17 |  |  | Z1 | [5 empty] | 2019-01-01 | 2019 | 4M |  | Y | 20 | [8 empty] | False | Mechanical & Plumbing | 305
1001 | SBJ-Z1-R17-PLVC-0322 | PLVC-322 | VALVE CHAMBER (IDC/MOV-69) | Mechanical & Plumbing | MECHANICAL & PLUMBING | VALVE CHAMBER |  | Road 17 | SBJ-Z1-RO17 |  |  | Z1 | [5 empty] | 2019-01-01 | 2019 | 4M |  | Y | 20 | [8 empty] | False | Mechanical & Plumbing | 306
1002 | SBJ-Z1-R17-PLVC-0323 | PLVC-323 | VALVE CHAMBER (IDC/MOV-70) | Mechanical & Plumbing | MECHANICAL & PLUMBING | VALVE CHAMBER |  | Road 17 | SBJ-Z1-RO17 |  |  | Z1 | [5 empty] | 2019-01-01 | 2019 | 4M |  | Y | 20 | [8 empty] | False | Mechanical & Plumbing | 307
1003 | SBJ-Z1-R17-PLVC-0324 | PLVC-324 | VALVE CHAMBER (IDC/MOV-71) | Mechanical & Plumbing | MECHANICAL & PLUMBING | VALVE CHAMBER |  | Road 17 | SBJ-Z1-RO17 |  |  | Z1 | [5 empty] | 2019-01-01 | 2019 | 4M |  | Y | 20 | [8 empty] | False | Mechanical & Plumbing | 308
1004 | SBJ-Z1-R17-PLVC-0325 | PLVC-325 | VALVE CHAMBER (IDC/MOV-72) | Mechanical & Plumbing | MECHANICAL & PLUMBING | VALVE CHAMBER |  | Road 17 | SBJ-Z1-RO17 |  |  | Z1 | [5 empty] | 2019-01-01 | 2019 | 4M |  | Y | 20 | [8 empty] | False | Mechanical & Plumbing | 309
1005 | SBJ-Z1-R17-PLVC-0326 | PLVC-326 | VALVE CHAMBER (IDC/MOV-73) | Mechanical & Plumbing | MECHANICAL & PLUMBING | VALVE CHAMBER |  | Road 17 | SBJ-Z1-RO17 |  |  | Z1 | [5 empty] | 2019-01-01 | 2019 | 4M |  | Y | 20 | [8 empty] | False | Mechanical & Plumbing | 310
1006 | SBJ-Z1-R17-PLVC-0327 | PLVC-327 | VALVE CHAMBER (IDC/MOV-74) | Mechanical & Plumbing | MECHANICAL & PLUMBING | VALVE CHAMBER |  | Road 17 | SBJ-Z1-RO17 |  |  | Z1 | [5 empty] | 2019-01-01 | 2019 | 4M |  | Y | 20 | [8 empty] | False | Mechanical & Plumbing | 311
1007 | SBJ-Z1-R17-PLVC-0328 | PLVC-328 | VALVE CHAMBER (IDC/MOV-75) | Mechanical & Plumbing | MECHANICAL & PLUMBING | VALVE CHAMBER |  | Road 17 | SBJ-Z1-RO17 |  |  | Z1 | [5 empty] | 2019-01-01 | 2019 | 4M |  | Y | 20 | [8 empty] | False | Mechanical & Plumbing | 312
1008 | SBJ-Z1-R17-PLVC-0329 | PLVC-329 | VALVE CHAMBER (IDC/MOV-76) | Mechanical & Plumbing | MECHANICAL & PLUMBING | VALVE CHAMBER |  | Road 17 | SBJ-Z1-RO17 |  |  | Z1 | [5 empty] | 2019-01-01 | 2019 | 4M |  | Y | 20 | [8 empty] | False | Mechanical & Plumbing | 313
1009 | SBJ-Z1-R17-PLVC-0330 | PLVC-330 | VALVE CHAMBER (IDC/MOV-77) | Mechanical & Plumbing | MECHANICAL & PLUMBING | VALVE CHAMBER |  | Road 17 | SBJ-Z1-RO17 |  |  | Z1 | [5 empty] | 2019-01-01 | 2019 | 4M |  | Y | 20 | [8 empty] | False | Mechanical & Plumbing | 314
1010 | SBJ-Z2-R02-PLVC-0274 | PLVC-274 | VALVE CHAMBER (IDC/MOV-21) | Mechanical & Plumbing | MECHANICAL & PLUMBING | VALVE CHAMBER |  | Road 2 | SBJ-Z2-R02 |  |  | Z2 | [5 empty] | 2019-01-01 | 2019 | 4M |  | Y | 20 | [8 empty] | False | Mechanical & Plumbing | 315
1011 | SBJ-Z2-R02-PLVC-0275 | PLVC-275 | VALVE CHAMBER (IDC/MOV-22) | Mechanical & Plumbing | MECHANICAL & PLUMBING | VALVE CHAMBER |  | Road 2 | SBJ-Z2-R02 |  |  | Z2 | [5 empty] | 2019-01-01 | 2019 | 4M |  | Y | 20 | [8 empty] | False | Mechanical & Plumbing | 316
1012 | SBJ-Z2-R02-PLVC-0276 | PLVC-276 | VALVE CHAMBER (IDC/MOV-23) | Mechanical & Plumbing | MECHANICAL & PLUMBING | VALVE CHAMBER |  | Road 2 | SBJ-Z2-R02 |  |  | Z2 | [5 empty] | 2019-01-01 | 2019 | 4M |  | Y | 20 | [8 empty] | False | Mechanical & Plumbing | 317
1013 | SBJ-Z2-R02-PLVC-0277 | PLVC-277 | VALVE CHAMBER (IDC/MOV-24) | Mechanical & Plumbing | MECHANICAL & PLUMBING | VALVE CHAMBER |  | Road 2 | SBJ-Z2-R02 |  |  | Z2 | [5 empty] | 2019-01-01 | 2019 | 4M |  | Y | 20 | [8 empty] | False | Mechanical & Plumbing | 318
1014 | SBJ-Z2-R02-PLVC-0278 | PLVC-278 | VALVE CHAMBER (IDC/MOV-25) | Mechanical & Plumbing | MECHANICAL & PLUMBING | VALVE CHAMBER |  | Road 2 | SBJ-Z2-R02 |  |  | Z2 | [5 empty] | 2019-01-01 | 2019 | 4M |  | Y | 20 | [8 empty] | False | Mechanical & Plumbing | 319
1015 | SBJ-Z2-R06-PLVC-0294 | PLVC-294 | VALVE CHAMBER (IDC/MOV-41) | Mechanical & Plumbing | MECHANICAL & PLUMBING | VALVE CHAMBER |  | Road 6 | SBJ-Z2-R06 |  |  | Z2 | [5 empty] | 2019-01-01 | 2019 | 4M |  | Y | 20 | [8 empty] | False | Mechanical & Plumbing | 320
1016 | SBJ-Z2-R06-PLVC-0295 | PLVC-295 | VALVE CHAMBER (IDC/MOV-42) | Mechanical & Plumbing | MECHANICAL & PLUMBING | VALVE CHAMBER |  | Road 6 | SBJ-Z2-R06 |  |  | Z2 | [5 empty] | 2019-01-01 | 2019 | 4M |  | Y | 20 | [8 empty] | False | Mechanical & Plumbing | 321
1017 | SBJ-Z2-R06-PLVC-0296 | PLVC-296 | VALVE CHAMBER (IDC/MOV-43) | Mechanical & Plumbing | MECHANICAL & PLUMBING | VALVE CHAMBER |  | Road 6 | SBJ-Z2-R06 |  |  | Z2 | [5 empty] | 2019-01-01 | 2019 | 4M |  | Y | 20 | [8 empty] | False | Mechanical & Plumbing | 322
1018 | SBJ-Z2-R06-PLVC-0297 | PLVC-297 | VALVE CHAMBER (IDC/MOV-44) | Mechanical & Plumbing | MECHANICAL & PLUMBING | VALVE CHAMBER |  | Road 6 | SBJ-Z2-R06 |  |  | Z2 | [5 empty] | 2019-01-01 | 2019 | 4M |  | Y | 20 | [8 empty] | False | Mechanical & Plumbing | 323
1019 | SBJ-Z2-R06-PLVC-0298 | PLVC-298 | VALVE CHAMBER (IDC/MOV-45) | Mechanical & Plumbing | MECHANICAL & PLUMBING | VALVE CHAMBER |  | Road 6 | SBJ-Z2-R06 |  |  | Z2 | [5 empty] | 2019-01-01 | 2019 | 4M |  | Y | 20 | [8 empty] | False | Mechanical & Plumbing | 324
1020 | SBJ-Z2-R07-PLVC-0299 | PLVC-299 | VALVE CHAMBER (IDC/MOV-46) | Mechanical & Plumbing | MECHANICAL & PLUMBING | VALVE CHAMBER |  | Road 7 | SBJ-Z2-R07 |  |  | Z2 | [5 empty] | 2019-01-01 | 2019 | 4M |  | Y | 20 | [8 empty] | False | Mechanical & Plumbing | 325
1021 | SBJ-Z2-R07-PLVC-0300 | PLVC-300 | VALVE CHAMBER (IDC/MOV-47) | Mechanical & Plumbing | MECHANICAL & PLUMBING | VALVE CHAMBER |  | Road 7 | SBJ-Z2-R07 |  |  | Z2 | [5 empty] | 2019-01-01 | 2019 | 4M |  | Y | 20 | [8 empty] | False | Mechanical & Plumbing | 326
1022 | SBJ-Z2-R08-PLVC-0301 | PLVC-301 | VALVE CHAMBER (IDC/MOV-48) | Mechanical & Plumbing | MECHANICAL & PLUMBING | VALVE CHAMBER |  | Road 8 | SBJ-Z2-R08 |  |  | Z2 | [5 empty] | 2019-01-01 | 2019 | 4M |  | Y | 20 | [8 empty] | False | Mechanical & Plumbing | 327
1023 | SBJ-Z2-R08-PLVC-0302 | PLVC-302 | VALVE CHAMBER (IDC/MOV-49) | Mechanical & Plumbing | MECHANICAL & PLUMBING | VALVE CHAMBER |  | Road 8 | SBJ-Z2-R08 |  |  | Z2 | [5 empty] | 2019-01-01 | 2019 | 4M |  | Y | 20 | [8 empty] | False | Mechanical & Plumbing | 328
1024 | SBJ-Z2-R08-PLVC-0303 | PLVC-303 | VALVE CHAMBER (IDC/MOV-50) | Mechanical & Plumbing | MECHANICAL & PLUMBING | VALVE CHAMBER |  | Road 8 | SBJ-Z2-R08 |  |  | Z2 | [5 empty] | 2019-01-01 | 2019 | 4M |  | Y | 20 | [8 empty] | False | Mechanical & Plumbing | 329
1025 | SBJ-Z3-R09-PLVC-0304 | PLVC-304 | VALVE CHAMBER (IDC/MOV-51) | Mechanical & Plumbing | MECHANICAL & PLUMBING | VALVE CHAMBER |  | ROAD 9 | SBJ-Z3-R09 |  |  | Z3 | [5 empty] | 2019-01-01 | 2019 | 4M |  | Y | 20 | [8 empty] | False | Mechanical & Plumbing | 330
1026 | SBJ-Z3-R09-PLVC-0305 | PLVC-305 | VALVE CHAMBER (IDC/MOV-52) | Mechanical & Plumbing | MECHANICAL & PLUMBING | VALVE CHAMBER |  | ROAD 9 | SBJ-Z3-R09 |  |  | Z3 | [5 empty] | 2019-01-01 | 2019 | 4M |  | Y | 20 | [8 empty] | False | Mechanical & Plumbing | 331
1027 | SBJ-Z3-R10-PLVC-0306 | PLVC-306 | VALVE CHAMBER (IDC/MOV-53) | Mechanical & Plumbing | MECHANICAL & PLUMBING | VALVE CHAMBER |  | ROAD 10 | SBJ-Z3-R10 |  |  | Z3 | [5 empty] | 2019-01-01 | 2019 | 4M |  | Y | 20 | [8 empty] | False | Mechanical & Plumbing | 332
1028 | SBJ-Z3-R10-PLVC-0307 | PLVC-307 | VALVE CHAMBER (IDC/MOV-54) | Mechanical & Plumbing | MECHANICAL & PLUMBING | VALVE CHAMBER |  | ROAD 10 | SBJ-Z3-R10 |  |  | Z3 | [5 empty] | 2019-01-01 | 2019 | 4M |  | Y | 20 | [8 empty] | False | Mechanical & Plumbing | 333
1029 | SBJ-Z3-R10-PLVC-0308 | PLVC-308 | VALVE CHAMBER (IDC/MOV-55) | Mechanical & Plumbing | MECHANICAL & PLUMBING | VALVE CHAMBER |  | ROAD 10 | SBJ-Z3-R10 |  |  | Z3 | [5 empty] | 2019-01-01 | 2019 | 4M |  | Y | 20 | [8 empty] | False | Mechanical & Plumbing | 334
1030 | SBJ-Z3-R10-PLVC-0309 | PLVC-309 | VALVE CHAMBER (IDC/MOV-56) | Mechanical & Plumbing | MECHANICAL & PLUMBING | VALVE CHAMBER |  | ROAD 10 | SBJ-Z3-R10 |  |  | Z3 | [5 empty] | 2019-01-01 | 2019 | 4M |  | Y | 20 | [8 empty] | False | Mechanical & Plumbing | 335
1031 | SBJ-Z3-R11-PLVC-0310 | PLVC-310 | VALVE CHAMBER (IDC/MOV-57) | Mechanical & Plumbing | MECHANICAL & PLUMBING | VALVE CHAMBER |  | ROAD 11 | SBJ-Z3-R11 |  |  | Z3 | [5 empty] | 2019-01-01 | 2019 | 4M |  | Y | 20 | [8 empty] | False | Mechanical & Plumbing | 336
1032 | SBJ-Z3-R11-PLVC-0311 | PLVC-311 | VALVE CHAMBER (IDC/MOV-58) | Mechanical & Plumbing | MECHANICAL & PLUMBING | VALVE CHAMBER |  | ROAD 11 | SBJ-Z3-R11 |  |  | Z3 | [5 empty] | 2019-01-01 | 2019 | 4M |  | Y | 20 | [8 empty] | False | Mechanical & Plumbing | 337
1033 | SBJ-Z3-R11-PLVC-0312 | PLVC-312 | VALVE CHAMBER (IDC/MOV-59) | Mechanical & Plumbing | MECHANICAL & PLUMBING | VALVE CHAMBER |  | ROAD 11 | SBJ-Z3-R11 |  |  | Z3 | [5 empty] | 2019-01-01 | 2019 | 4M |  | Y | 20 | [8 empty] | False | Mechanical & Plumbing | 338
1034 | SBJ-Z3-R11-PLVC-0313 | PLVC-313 | VALVE CHAMBER (IDC/MOV-60) | Mechanical & Plumbing | MECHANICAL & PLUMBING | VALVE CHAMBER |  | ROAD 11 | SBJ-Z3-R11 |  |  | Z3 | [5 empty] | 2019-01-01 | 2019 | 4M |  | Y | 20 | [8 empty] | False | Mechanical & Plumbing | 339
1035 | SBJ-Z3-R11-PLVC-0314 | PLVC-314 | VALVE CHAMBER (IDC/MOV-61) | Mechanical & Plumbing | MECHANICAL & PLUMBING | VALVE CHAMBER |  | ROAD 11 | SBJ-Z3-R11 |  |  | Z3 | [5 empty] | 2019-01-01 | 2019 | 4M |  | Y | 20 | [8 empty] | False | Mechanical & Plumbing | 340
1036 | SBJ-Z3-R11-PLVC-0315 | PLVC-315 | VALVE CHAMBER (IDC/MOV-62) | Mechanical & Plumbing | MECHANICAL & PLUMBING | VALVE CHAMBER |  | ROAD 11 | SBJ-Z3-R11 |  |  | Z3 | [5 empty] | 2019-01-01 | 2019 | 4M |  | Y | 20 | [8 empty] | False | Mechanical & Plumbing | 341
1037 | SBJ-Z3-R11-PLVC-0316 | PLVC-316 | VALVE CHAMBER (IDC/MOV-63) | Mechanical & Plumbing | MECHANICAL & PLUMBING | VALVE CHAMBER |  | ROAD 11 | SBJ-Z3-R11 |  |  | Z3 | [5 empty] | 2019-01-01 | 2019 | 4M |  | Y | 20 | [8 empty] | False | Mechanical & Plumbing | 342
1038 | SBJ-Z3-R11-PLVC-0317 | PLVC-317 | VALVE CHAMBER (IDC/MOV-64) | Mechanical & Plumbing | MECHANICAL & PLUMBING | VALVE CHAMBER |  | ROAD 11 | SBJ-Z3-R11 |  |  | Z3 | [5 empty] | 2019-01-01 | 2019 | 4M |  | Y | 20 | [8 empty] | False | Mechanical & Plumbing | 343
1039 | SBJ-Z3-R2A-PLVC-0279 | PLVC-279 | VALVE CHAMBER (IDC/MOV-26) | Mechanical & Plumbing | MECHANICAL & PLUMBING | VALVE CHAMBER |  | ROAD 2A | SBJ-Z3-R2A |  |  | Z3 | [5 empty] | 2019-01-01 | 2019 | 4M |  | Y | 20 | [8 empty] | False | Mechanical & Plumbing | 344
1040 | SBJ-Z5-R12-PLVC-0318 | PLVC-318 | VALVE CHAMBER (IDC/MOV-65) | Mechanical & Plumbing | MECHANICAL & PLUMBING | VALVE CHAMBER |  | Road 12 | SBJ-Z5-R12 |  |  | Z5 | [5 empty] | 2019-01-01 | 2019 | 4M |  | Y | 20 | [8 empty] | False | Mechanical & Plumbing | 345
1041 | SBJ-Z5-R14-PLVC-0319 | PLVC-319 | VALVE CHAMBER (IDC/MOV-66) | Mechanical & Plumbing | MECHANICAL & PLUMBING | VALVE CHAMBER |  | Road 14 | SBJ-Z5-R14 |  |  | Z5 | [5 empty] | 2019-01-01 | 2019 | 4M |  | Y | 20 | [8 empty] | False | Mechanical & Plumbing | 346
1042 | SBJ-Z1-MG1-WF1 | WF1 | WATER FEATURE 1 | Mechanical & Plumbing | MECHANICAL & PLUMBING | WATER FEATURE |  | Main Gate 1 | SBJ-Z1-MG1 |  |  | Z1 | [5 empty] | 2019-01-01 | 2019 | Q |  | Y | 15 | [8 empty] | False | Mechanical & Plumbing | 347
1043 | SBJ-Z1-MG1-WF2 | WF2 | WATER FEATURE 2 | Mechanical & Plumbing | MECHANICAL & PLUMBING | WATER FEATURE |  | Main Gate 1 | SBJ-Z1-MG1 |  |  | Z1 | [5 empty] | 2019-01-01 | 2019 | Q |  | Y | 15 | [8 empty] | False | Mechanical & Plumbing | 348
1044 | SBJ-Z1-SCB-PLMWH-2797 | PLMWH-2797 | WATER HEATERS | Mechanical & Plumbing | MECHANICAL & PLUMBING | WATER HEATER |  | Security & CCTV Building | SBJ-Z1-SCB |  |  | Z1 | [5 empty] | 2019-01-01 | 2019 | Q |  | Y | 10 | [8 empty] | False | Mechanical & Plumbing | 349
1045 | SBJ-Z1-ROP-PLMWH-2795 | PLMWH-2795 | WATER HEATERS | Mechanical & Plumbing | MECHANICAL & PLUMBING | WATER HEATER |  | ROP BUILDING | SBJ-Z1-ROP |  |  | Z1 | [5 empty] | 2019-01-01 | 2019 | Q |  | Y | 10 | [8 empty] | False | Mechanical & Plumbing | 350
1046 | SBJ-Z1-FM-WHT | WHT | WATER HEATER | Mechanical & Plumbing | MECHANICAL & PLUMBING | WATER HEATER |  | FM Building | SBJ-Z1-FM |  |  | Z1 | [5 empty] | 2019-01-01 | 2019 | Q |  | Y | 10 | [8 empty] | False | Mechanical & Plumbing | 351
1047 | SBJ-Z2-ESC-WHT | WHT | WATER HEATER() | Mechanical & Plumbing | MECHANICAL & PLUMBING | WATER HEATER |  | Experience & Sales Centre | SBJ-Z2-ESC |  |  | Z2 | [5 empty] | 2019-01-01 | 2019 | Q |  | Y | 10 | [8 empty] | False | Mechanical & Plumbing | 352
1048 | SBJ-Z2-VS-PR-WH | WH | WATER HEATER | Mechanical & Plumbing | MECHANICAL & PLUMBING | WATER HEATER |  | PRAYER ROOM | SBJ-Z2-VS-PR |  |  | Z2 | [5 empty] | 2019-01-01 | 2019 | Q |  | Y | 10 | [8 empty] | False | Mechanical & Plumbing | 353
1049 | SBJ-Z8-BPP-01 | BPP-1 | BEACH WELL PUMP-01(MB-8-45UG-0251) | Mechanical & Plumbing | MECHANICAL & PLUMBING | BEACH WELL PUMP |  | Near Beach | SBJ-Z8-NBH |  |  | Z8 | [5 empty] | 2019-01-01 | 2019 | 2 |  | Y | 15 | [8 empty] | False | Mechanical & Plumbing | 354
1050 | SBJ-Z8-BPP-02 | BPP-2 | BEACH WELL PUMP-02(MB-8-45UG-0252) | Mechanical & Plumbing | MECHANICAL & PLUMBING | BEACH WELL PUMP |  | Near Beach | SBJ-Z8-NBH |  |  | Z8 | [5 empty] | 2019-01-01 | 2019 | 2 |  | Y | 15 | [8 empty] | False | Mechanical & Plumbing | 355
1051 | SBJ-Z8-BPP-03 | BPP-3 | BEACH WELL PUMP-03(MB-8-45UG-0253) | Mechanical & Plumbing | MECHANICAL & PLUMBING | BEACH WELL PUMP |  | Near Beach | SBJ-Z8-NBH |  |  | Z8 | [5 empty] | 2019-01-01 | 2019 | 2 |  | Y | 15 | [8 empty] | False | Mechanical & Plumbing | 356
1052 | SBJ-Z5-R12-PLFH-0433 | PLFH-433 | FIRE HYDRANT 33(MB-5-34GL-0433) | Mechanical & Plumbing | MECHANICAL & PLUMBING | FIRE HYDRANT |  | Road 12 | SBJ-Z5-R12 |  |  | Z5 | [5 empty] | 2019-01-01 | 2019 | 2 |  | Y | 15 | [8 empty] | False | Mechanical & Plumbing | 357
1053 | SBJ-Z5-R12-PLFH-0434 | PLFH-434 | FIRE HYDRANT 34(MB-5-34GL-0434) | Mechanical & Plumbing | MECHANICAL & PLUMBING | FIRE HYDRANT |  | Road 12 | SBJ-Z5-R12 |  |  | Z5 | [5 empty] | 2019-01-01 | 2019 | 2 |  | Y | 15 | [8 empty] | False | Mechanical & Plumbing | 358
1054 | SBJ-Z5-R13-PLFH-0435 | PLFH-435 | FIRE HYDRANT 35(MB-5-35GL-0435) | Mechanical & Plumbing | MECHANICAL & PLUMBING | FIRE HYDRANT |  | Road 13 | SBJ-Z5-R13 |  |  | Z5 | [5 empty] | 2019-01-01 | 2019 | 2 |  | Y | 15 | [8 empty] | False | Mechanical & Plumbing | 359
1055 | SBJ-Z5-R14-PLFH-0436 | PLFH-436 | FIRE HYDRANT 36(MB-5-36GL-0436) | Mechanical & Plumbing | MECHANICAL & PLUMBING | FIRE HYDRANT |  | Road 14 | SBJ-Z5-R14 |  |  | Z5 | [5 empty] | 2019-01-01 | 2019 | 2 |  | Y | 15 | [8 empty] | False | Mechanical & Plumbing | 360
1056 | SBJ-Z5-R15-PLFH-0437 | PLFH-437 | FIRE HYDRANT 37(MB-5-37GL-0437) | Mechanical & Plumbing | MECHANICAL & PLUMBING | FIRE HYDRANT |  | Road 15 | SBJ-Z5-R15 |  |  | Z5 | [5 empty] | 2019-01-01 | 2019 | 2 |  | Y | 15 | [8 empty] | False | Mechanical & Plumbing | 361
1057 | SBJ-Z5-R16-PLFH-0438 | PLFH-438 | FIRE HYDRANT 38(MB-5R-16GL-PLFH-0438) | Mechanical & Plumbing | MECHANICAL & PLUMBING | FIRE HYDRANT |  | Road 16 | SBJ-Z5-R16 |  |  | Z5 | [5 empty] | 2019-01-01 | 2019 | 2 |  | Y | 15 | [8 empty] | False | Mechanical & Plumbing | 362
1058 | SBJ-Z8-LS3-PLOCU-0208 | PLOCU-208 | ODOUR CONTROL UNITS(MB-8-45GL-0208) | Mechanical & Plumbing | MECHANICAL & PLUMBING | ODOUR CONTROL UNIT |  | Lifting Station 3 | SBJ-Z8-LS3 |  |  | Z8 | [5 empty] | 2019-01-01 | 2019 | Q |  | Y | 15 | [8 empty] | False | Mechanical & Plumbing | 363
1059 | SBJ-Z5-LS4-PLOCU-0209 | PLOCU-209 | ODOUR CONTROL UNITS(MB-5-44GL-0209) | Mechanical & Plumbing | MECHANICAL & PLUMBING | ODOUR CONTROL UNIT |  | Lifting Station 4 | SBJ-Z5-LS4 |  |  | Z5 | [5 empty] | 2019-01-01 | 2019 | Q |  | Y | 15 | [8 empty] | False | Mechanical & Plumbing | 364
1580 | SBJ-Z8-Z8022-MECH 1 | MECH 1 | MECH 1 | Mechanical & Plumbing | MECHANICAL & PLUMBING | OTHERS |  | Z8022 | SBJ-Z8-Z8022 |  |  | Z8022 | [5 empty] | 2019-01-01 | 2019 | Q |  | Y | 15 | [8 empty] | False | Mechanical & Plumbing | 365
1581 | SBJ-Z8-Z8021-MECH 2 | MECH 2 | MECH 2 | Mechanical & Plumbing | MECHANICAL & PLUMBING | OTHERS |  | Z8021 | SBJ-Z8-Z8021 |  |  | Z8021 | [5 empty] | 2019-01-01 | 2019 | Q |  | Y | 15 | [8 empty] | False | Mechanical & Plumbing | 366
1582 | SBJ-Z8-Z8020-MECH 3 | MECH 3 | MECH 3 | Mechanical & Plumbing | MECHANICAL & PLUMBING | OTHERS |  | Z8020 | SBJ-Z8-Z8020 |  |  | Z8020 | [5 empty] | 2019-01-01 | 2019 | Q |  | Y | 15 | [8 empty] | False | Mechanical & Plumbing | 367
1583 | SBJ-Z8-Z8019-MECH 4 | MECH 4 | MECH 4 | Mechanical & Plumbing | MECHANICAL & PLUMBING | OTHERS |  | Z8019 | SBJ-Z8-Z8019 |  |  | Z8019 | [5 empty] | 2019-01-01 | 2019 | Q |  | Y | 15 | [8 empty] | False | Mechanical & Plumbing | 368
1584 | SBJ-Z8-Z8018-MECH 5 | MECH 5 | MECH 5 | Mechanical & Plumbing | MECHANICAL & PLUMBING | OTHERS |  | Z8018 | SBJ-Z8-Z8018 |  |  | Z8018 | [5 empty] | 2019-01-01 | 2019 | Q |  | Y | 15 | [8 empty] | False | Mechanical & Plumbing | 369
1585 | SBJ-Z8-Z8017-MECH 6 | MECH 6 | MECH 6 | Mechanical & Plumbing | MECHANICAL & PLUMBING | OTHERS |  | Z8017 | SBJ-Z8-Z8017 |  |  | Z8017 | [5 empty] | 2019-01-01 | 2019 | Q |  | Y | 15 | [8 empty] | False | Mechanical & Plumbing | 370
1586 | SBJ-Z8-Z8016-MECH 7 | MECH 7 | MECH 7 | Mechanical & Plumbing | MECHANICAL & PLUMBING | OTHERS |  | Z8016 | SBJ-Z8-Z8016 |  |  | Z8016 | [5 empty] | 2019-01-01 | 2019 | Q |  | Y | 15 | [8 empty] | False | Mechanical & Plumbing | 371
1587 | SBJ-Z8-Z8015-MECH 8 | MECH 8 | MECH 8 | Mechanical & Plumbing | MECHANICAL & PLUMBING | OTHERS |  | Z8015 | SBJ-Z8-Z8015 |  |  | Z8015 | [5 empty] | 2019-01-01 | 2019 | Q |  | Y | 15 | [8 empty] | False | Mechanical & Plumbing | 372
1588 | SBJ-Z8-Z8014-MECH 9 | MECH 9 | MECH 9 | Mechanical & Plumbing | MECHANICAL & PLUMBING | OTHERS |  | Z8014 | SBJ-Z8-Z8014 |  |  | Z8014 | [5 empty] | 2019-01-01 | 2019 | Q |  | Y | 15 | [8 empty] | False | Mechanical & Plumbing | 373
1589 | SBJ-Z8-Z8013-MECH 10 | MECH 10 | MECH 10 | Mechanical & Plumbing | MECHANICAL & PLUMBING | OTHERS |  | Z8013 | SBJ-Z8-Z8013 |  |  | Z8013 | [5 empty] | 2019-01-01 | 2019 | Q |  | Y | 15 | [8 empty] | False | Mechanical & Plumbing | 374
1590 | SBJ-Z8-Z8012-MECH 11 | MECH 11 | MECH 11 | Mechanical & Plumbing | MECHANICAL & PLUMBING | OTHERS |  | Z8012 | SBJ-Z8-Z8012 |  |  | Z8012 | [5 empty] | 2019-01-01 | 2019 | Q |  | Y | 15 | [8 empty] | False | Mechanical & Plumbing | 375
1591 | SBJ-Z8-Z8011-MECH 12 | MECH 12 | MECH 12 | Mechanical & Plumbing | MECHANICAL & PLUMBING | OTHERS |  | Z8011 | SBJ-Z8-Z8011 |  |  | Z8011 | [5 empty] | 2019-01-01 | 2019 | Q |  | Y | 15 | [8 empty] | False | Mechanical & Plumbing | 376
1592 | SBJ-Z8-Z8010-MECH 13 | MECH 13 | MECH 13 | Mechanical & Plumbing | MECHANICAL & PLUMBING | OTHERS |  | Z8010 | SBJ-Z8-Z8010 |  |  | Z8010 | [5 empty] | 2019-01-01 | 2019 | Q |  | Y | 15 | [8 empty] | False | Mechanical & Plumbing | 377
1593 | SBJ-Z8-Z8009-MECH 14 | MECH 14 | MECH 14 | Mechanical & Plumbing | MECHANICAL & PLUMBING | OTHERS |  | Z8009 | SBJ-Z8-Z8009 |  |  | Z8009 | [5 empty] | 2019-01-01 | 2019 | Q |  | Y | 15 | [8 empty] | False | Mechanical & Plumbing | 378
1594 | SBJ-Z8-Z8008-MECH 15 | MECH 15 | MECH 15 | Mechanical & Plumbing | MECHANICAL & PLUMBING | OTHERS |  | Z8008 | SBJ-Z8-Z8008 |  |  | Z8008 | [5 empty] | 2019-01-01 | 2019 | Q |  | Y | 15 | [8 empty] | False | Mechanical & Plumbing | 379
1595 | SBJ-Z8-Z8007-MECH 16 | MECH 16 | MECH 16 | Mechanical & Plumbing | MECHANICAL & PLUMBING | OTHERS |  | Z8007 | SBJ-Z8-Z8007 |  |  | Z8007 | [5 empty] | 2019-01-01 | 2019 | Q |  | Y | 15 | [8 empty] | False | Mechanical & Plumbing | 380
1596 | SBJ-Z8-Z8006-MECH 17 | MECH 17 | MECH 17 | Mechanical & Plumbing | MECHANICAL & PLUMBING | OTHERS |  | Z8006 | SBJ-Z8-Z8006 |  |  | Z8006 | [5 empty] | 2019-01-01 | 2019 | Q |  | Y | 15 | [8 empty] | False | Mechanical & Plumbing | 381
1597 | SBJ-Z8-Z8005-MECH 18 | MECH 18 | MECH 18 | Mechanical & Plumbing | MECHANICAL & PLUMBING | OTHERS |  | Z8005 | SBJ-Z8-Z8005 |  |  | Z8005 | [5 empty] | 2019-01-01 | 2019 | Q |  | Y | 15 | [8 empty] | False | Mechanical & Plumbing | 382
1598 | SBJ-Z8-Z8004-MECH 19 | MECH 19 | MECH 19 | Mechanical & Plumbing | MECHANICAL & PLUMBING | OTHERS |  | Z8004 | SBJ-Z8-Z8004 |  |  | Z8004 | [5 empty] | 2019-01-01 | 2019 | Q |  | Y | 15 | [8 empty] | False | Mechanical & Plumbing | 383
1599 | SBJ-Z8-Z8003-MECH 20 | MECH 20 | MECH 20 | Mechanical & Plumbing | MECHANICAL & PLUMBING | OTHERS |  | Z8003 | SBJ-Z8-Z8003 |  |  | Z8003 | [5 empty] | 2019-01-01 | 2019 | Q |  | Y | 15 | [8 empty] | False | Mechanical & Plumbing | 384
1600 | SBJ-Z8-Z8002-MECH 21 | MECH 21 | MECH 21 | Mechanical & Plumbing | MECHANICAL & PLUMBING | OTHERS |  | Z8002 | SBJ-Z8-Z8002 |  |  | Z8002 | [5 empty] | 2019-01-01 | 2019 | Q |  | Y | 15 | [8 empty] | False | Mechanical & Plumbing | 385
1601 | SBJ-Z8-Z8001-MECH 22 | MECH 22 | MECH 22 | Mechanical & Plumbing | MECHANICAL & PLUMBING | OTHERS |  | Z8001 | SBJ-Z8-Z8001 |  |  | Z8001 | [5 empty] | 2019-01-01 | 2019 | Q |  | Y | 15 | [8 empty] | False | Mechanical & Plumbing | 386
1602 | SBJ-Z5-Z5033-MECH 23 | MECH 23 | MECH 23 | Mechanical & Plumbing | MECHANICAL & PLUMBING | OTHERS |  | Z5033 | SBJ-Z5-Z5033 |  |  | Z5033 | [5 empty] | 2019-01-01 | 2019 | Q |  | Y | 15 | [8 empty] | False | Mechanical & Plumbing | 387
1603 | SBJ-Z5-Z5032-MECH 24 | MECH 24 | MECH 24 | Mechanical & Plumbing | MECHANICAL & PLUMBING | OTHERS |  | Z5032 | SBJ-Z5-Z5032 |  |  | Z5032 | [5 empty] | 2019-01-01 | 2019 | Q |  | Y | 15 | [8 empty] | False | Mechanical & Plumbing | 388
1604 | SBJ-Z5-Z5031-MECH 25 | MECH 25 | MECH 25 | Mechanical & Plumbing | MECHANICAL & PLUMBING | OTHERS |  | Z5031 | SBJ-Z5-Z5031 |  |  | Z5031 | [5 empty] | 2019-01-01 | 2019 | Q |  | Y | 15 | [8 empty] | False | Mechanical & Plumbing | 389
1605 | SBJ-Z5-Z5030-MECH 26 | MECH 26 | MECH 26 | Mechanical & Plumbing | MECHANICAL & PLUMBING | OTHERS |  | Z5030 | SBJ-Z5-Z5030 |  |  | Z5030 | [5 empty] | 2019-01-01 | 2019 | Q |  | Y | 15 | [8 empty] | False | Mechanical & Plumbing | 390
1606 | SBJ-Z5-Z5029-MECH 27 | MECH 27 | MECH 27 | Mechanical & Plumbing | MECHANICAL & PLUMBING | OTHERS |  | Z5029 | SBJ-Z5-Z5029 |  |  | Z5029 | [5 empty] | 2019-01-01 | 2019 | Q |  | Y | 15 | [8 empty] | False | Mechanical & Plumbing | 391
1607 | SBJ-Z5-Z5028-MECH 28 | MECH 28 | MECH 28 | Mechanical & Plumbing | MECHANICAL & PLUMBING | OTHERS |  | Z5028 | SBJ-Z5-Z5028 |  |  | Z5028 | [5 empty] | 2019-01-01 | 2019 | Q |  | Y | 15 | [8 empty] | False | Mechanical & Plumbing | 392
1608 | SBJ-Z5-Z5027-MECH 29 | MECH 29 | MECH 29 | Mechanical & Plumbing | MECHANICAL & PLUMBING | OTHERS |  | Z5027 | SBJ-Z5-Z5027 |  |  | Z5027 | [5 empty] | 2019-01-01 | 2019 | Q |  | Y | 15 | [8 empty] | False | Mechanical & Plumbing | 393
1609 | SBJ-Z5-Z5026-MECH 30 | MECH 30 | MECH 30 | Mechanical & Plumbing | MECHANICAL & PLUMBING | OTHERS |  | Z5026 | SBJ-Z5-Z5026 |  |  | Z5026 | [5 empty] | 2019-01-01 | 2019 | Q |  | Y | 15 | [8 empty] | False | Mechanical & Plumbing | 394
1610 | SBJ-Z5-Z5025-MECH 31 | MECH 31 | MECH 31 | Mechanical & Plumbing | MECHANICAL & PLUMBING | OTHERS |  | Z5025 | SBJ-Z5-Z5025 |  |  | Z5025 | [5 empty] | 2019-01-01 | 2019 | Q |  | Y | 15 | [8 empty] | False | Mechanical & Plumbing | 395
1611 | SBJ-Z5-Z5024-MECH 32 | MECH 32 | MECH 32 | Mechanical & Plumbing | MECHANICAL & PLUMBING | OTHERS |  | Z5024 | SBJ-Z5-Z5024 |  |  | Z5024 | [5 empty] | 2019-01-01 | 2019 | Q |  | Y | 15 | [8 empty] | False | Mechanical & Plumbing | 396
1612 | SBJ-Z5-Z5023-MECH 33 | MECH 33 | MECH 33 | Mechanical & Plumbing | MECHANICAL & PLUMBING | OTHERS |  | Z5023 | SBJ-Z5-Z5023 |  |  | Z5023 | [5 empty] | 2019-01-01 | 2019 | Q |  | Y | 15 | [8 empty] | False | Mechanical & Plumbing | 397
1613 | SBJ-Z5-Z5022-MECH 34 | MECH 34 | MECH 34 | Mechanical & Plumbing | MECHANICAL & PLUMBING | OTHERS |  | Z5022 | SBJ-Z5-Z5022 |  |  | Z5022 | [5 empty] | 2019-01-01 | 2019 | Q |  | Y | 15 | [8 empty] | False | Mechanical & Plumbing | 398
1614 | SBJ-Z5-Z5021-MECH 35 | MECH 35 | MECH 35 | Mechanical & Plumbing | MECHANICAL & PLUMBING | OTHERS |  | Z5021 | SBJ-Z5-Z5021 |  |  | Z5021 | [5 empty] | 2019-01-01 | 2019 | Q |  | Y | 15 | [8 empty] | False | Mechanical & Plumbing | 399
1615 | SBJ-Z5-Z5020-MECH 36 | MECH 36 | MECH 36 | Mechanical & Plumbing | MECHANICAL & PLUMBING | OTHERS |  | Z5020 | SBJ-Z5-Z5020 |  |  | Z5020 | [5 empty] | 2019-01-01 | 2019 | Q |  | Y | 15 | [8 empty] | False | Mechanical & Plumbing | 400
1616 | SBJ-Z5-Z5019-MECH 37 | MECH 37 | MECH 37 | Mechanical & Plumbing | MECHANICAL & PLUMBING | OTHERS |  | Z5019 | SBJ-Z5-Z5019 |  |  | Z5019 | [5 empty] | 2019-01-01 | 2019 | Q |  | Y | 15 | [8 empty] | False | Mechanical & Plumbing | 401
1617 | SBJ-Z5-Z5018-MECH 38 | MECH 38 | MECH 38 | Mechanical & Plumbing | MECHANICAL & PLUMBING | OTHERS |  | Z5018 | SBJ-Z5-Z5018 |  |  | Z5018 | [5 empty] | 2019-01-01 | 2019 | Q |  | Y | 15 | [8 empty] | False | Mechanical & Plumbing | 402
1618 | SBJ-Z5-Z5017-MECH 39 | MECH 39 | MECH 39 | Mechanical & Plumbing | MECHANICAL & PLUMBING | OTHERS |  | Z5017 | SBJ-Z5-Z5017 |  |  | Z5017 | [5 empty] | 2019-01-01 | 2019 | Q |  | Y | 15 | [8 empty] | False | Mechanical & Plumbing | 403
1619 | SBJ-Z5-Z5016-MECH 40 | MECH 40 | MECH 40 | Mechanical & Plumbing | MECHANICAL & PLUMBING | OTHERS |  | Z5016 | SBJ-Z5-Z5016 |  |  | Z5016 | [5 empty] | 2019-01-01 | 2019 | Q |  | Y | 15 | [8 empty] | False | Mechanical & Plumbing | 404
1620 | SBJ-Z5-Z5015-MECH 41 | MECH 41 | MECH 41 | Mechanical & Plumbing | MECHANICAL & PLUMBING | OTHERS |  | Z5015 | SBJ-Z5-Z5015 |  |  | Z5015 | [5 empty] | 2019-01-01 | 2019 | Q |  | Y | 15 | [8 empty] | False | Mechanical & Plumbing | 405
1621 | SBJ-Z5-Z5014-MECH 42 | MECH 42 | MECH 42 | Mechanical & Plumbing | MECHANICAL & PLUMBING | OTHERS |  | Z5014 | SBJ-Z5-Z5014 |  |  | Z5014 | [5 empty] | 2019-01-01 | 2019 | Q |  | Y | 15 | [8 empty] | False | Mechanical & Plumbing | 406
1622 | SBJ-Z5-Z5013-MECH 43 | MECH 43 | MECH 43 | Mechanical & Plumbing | MECHANICAL & PLUMBING | OTHERS |  | Z5013 | SBJ-Z5-Z5013 |  |  | Z5013 | [5 empty] | 2019-01-01 | 2019 | Q |  | Y | 15 | [8 empty] | False | Mechanical & Plumbing | 407
1623 | SBJ-Z5-Z5012-MECH 44 | MECH 44 | MECH 44 | Mechanical & Plumbing | MECHANICAL & PLUMBING | OTHERS |  | Z5012 | SBJ-Z5-Z5012 |  |  | Z5012 | [5 empty] | 2019-01-01 | 2019 | Q |  | Y | 15 | [8 empty] | False | Mechanical & Plumbing | 408
1624 | SBJ-Z5-Z5011-MECH 45 | MECH 45 | MECH 45 | Mechanical & Plumbing | MECHANICAL & PLUMBING | OTHERS |  | Z5011 | SBJ-Z5-Z5011 |  |  | Z5011 | [5 empty] | 2019-01-01 | 2019 | Q |  | Y | 15 | [8 empty] | False | Mechanical & Plumbing | 409
1625 | SBJ-Z5-Z5010-MECH 46 | MECH 46 | MECH 46 | Mechanical & Plumbing | MECHANICAL & PLUMBING | OTHERS |  | Z5010 | SBJ-Z5-Z5010 |  |  | Z5010 | [5 empty] | 2019-01-01 | 2019 | Q |  | Y | 15 | [8 empty] | False | Mechanical & Plumbing | 410
1626 | SBJ-Z5-Z5009-MECH 47 | MECH 47 | MECH 47 | Mechanical & Plumbing | MECHANICAL & PLUMBING | OTHERS |  | Z5009 | SBJ-Z5-Z5009 |  |  | Z5009 | [5 empty] | 2019-01-01 | 2019 | Q |  | Y | 15 | [8 empty] | False | Mechanical & Plumbing | 411
1627 | SBJ-Z5-Z5008-MECH 48 | MECH 48 | MECH 48 | Mechanical & Plumbing | MECHANICAL & PLUMBING | OTHERS |  | Z5008 | SBJ-Z5-Z5008 |  |  | Z5008 | [5 empty] | 2019-01-01 | 2019 | Q |  | Y | 15 | [8 empty] | False | Mechanical & Plumbing | 412
1628 | SBJ-Z5-Z5007-MECH 49 | MECH 49 | MECH 49 | Mechanical & Plumbing | MECHANICAL & PLUMBING | OTHERS |  | Z5007 | SBJ-Z5-Z5007 |  |  | Z5007 | [5 empty] | 2019-01-01 | 2019 | Q |  | Y | 15 | [8 empty] | False | Mechanical & Plumbing | 413
1629 | SBJ-Z5-Z5006-MECH 50 | MECH 50 | MECH 50 | Mechanical & Plumbing | MECHANICAL & PLUMBING | OTHERS |  | Z5006 | SBJ-Z5-Z5006 |  |  | Z5006 | [5 empty] | 2019-01-01 | 2019 | Q |  | Y | 15 | [8 empty] | False | Mechanical & Plumbing | 414
1630 | SBJ-Z5-Z5005-MECH 51 | MECH 51 | MECH 51 | Mechanical & Plumbing | MECHANICAL & PLUMBING | OTHERS |  | Z5005 | SBJ-Z5-Z5005 |  |  | Z5005 | [5 empty] | 2019-01-01 | 2019 | Q |  | Y | 15 | [8 empty] | False | Mechanical & Plumbing | 415
1631 | SBJ-Z5-Z5004-MECH 52 | MECH 52 | MECH 52 | Mechanical & Plumbing | MECHANICAL & PLUMBING | OTHERS |  | Z5004 | SBJ-Z5-Z5004 |  |  | Z5004 | [5 empty] | 2019-01-01 | 2019 | Q |  | Y | 15 | [8 empty] | False | Mechanical & Plumbing | 416
1632 | SBJ-Z5-Z5003-MECH 53 | MECH 53 | MECH 53 | Mechanical & Plumbing | MECHANICAL & PLUMBING | OTHERS |  | Z5003 | SBJ-Z5-Z5003 |  |  | Z5003 | [5 empty] | 2019-01-01 | 2019 | Q |  | Y | 15 | [8 empty] | False | Mechanical & Plumbing | 417
1633 | SBJ-Z5-Z5002-MECH 54 | MECH 54 | MECH 54 | Mechanical & Plumbing | MECHANICAL & PLUMBING | OTHERS |  | Z5002 | SBJ-Z5-Z5002 |  |  | Z5002 | [5 empty] | 2019-01-01 | 2019 | Q |  | Y | 15 | [8 empty] | False | Mechanical & Plumbing | 418
1634 | SBJ-Z5-Z5001-MECH 55 | MECH 55 | MECH 55 | Mechanical & Plumbing | MECHANICAL & PLUMBING | OTHERS |  | Z5001 | SBJ-Z5-Z5001 |  |  | Z5001 | [5 empty] | 2019-01-01 | 2019 | Q |  | Y | 15 | [8 empty] | False | Mechanical & Plumbing | 419
1635 | SBJ-Z3A-Z3075-6-MECH 56 | MECH 56 | MECH 56 | Mechanical & Plumbing | MECHANICAL & PLUMBING | OTHERS |  | Z3075-6 | SBJ-Z3A-Z3075-6 |  |  | Z3075 | [5 empty] | 2019-01-01 | 2019 | Q |  | Y | 15 | [8 empty] | False | Mechanical & Plumbing | 420
1636 | SBJ-Z3A-Z3075-5-MECH 57 | MECH 57 | MECH 57 | Mechanical & Plumbing | MECHANICAL & PLUMBING | OTHERS |  | Z3075-5 | SBJ-Z3A-Z3075-5 |  |  | Z3075 | [5 empty] | 2019-01-01 | 2019 | Q |  | Y | 15 | [8 empty] | False | Mechanical & Plumbing | 421
1637 | SBJ-Z3A-Z3075-4-MECH 58 | MECH 58 | MECH 58 | Mechanical & Plumbing | MECHANICAL & PLUMBING | OTHERS |  | Z3075-4 | SBJ-Z3A-Z3075-4 |  |  | Z3075 | [5 empty] | 2019-01-01 | 2019 | Q |  | Y | 15 | [8 empty] | False | Mechanical & Plumbing | 422
1638 | SBJ-Z3A-Z3075-3-MECH 59 | MECH 59 | MECH 59 | Mechanical & Plumbing | MECHANICAL & PLUMBING | OTHERS |  | Z3075-3 | SBJ-Z3A-Z3075-3 |  |  | Z3075 | [5 empty] | 2019-01-01 | 2019 | Q |  | Y | 15 | [8 empty] | False | Mechanical & Plumbing | 423
1639 | SBJ-Z3A-Z3075-2-MECH 60 | MECH 60 | MECH 60 | Mechanical & Plumbing | MECHANICAL & PLUMBING | OTHERS |  | Z3075-2 | SBJ-Z3A-Z3075-2 |  |  | Z3075 | [5 empty] | 2019-01-01 | 2019 | Q |  | Y | 15 | [8 empty] | False | Mechanical & Plumbing | 424
1640 | SBJ-Z3A-Z3075-1-MECH 61 | MECH 61 | MECH 61 | Mechanical & Plumbing | MECHANICAL & PLUMBING | OTHERS |  | Z3075-1 | SBJ-Z3A-Z3075-1 |  |  | Z3075 | [5 empty] | 2019-01-01 | 2019 | Q |  | Y | 15 | [8 empty] | False | Mechanical & Plumbing | 425
1641 | SBJ-Z3A-Z3074-6-MECH 62 | MECH 62 | MECH 62 | Mechanical & Plumbing | MECHANICAL & PLUMBING | OTHERS |  | Z3074-6 | SBJ-Z3A-Z3074-6 |  |  | Z3074 | [5 empty] | 2019-01-01 | 2019 | Q |  | Y | 15 | [8 empty] | False | Mechanical & Plumbing | 426
1642 | SBJ-Z3A-Z3074-5-MECH 63 | MECH 63 | MECH 63 | Mechanical & Plumbing | MECHANICAL & PLUMBING | OTHERS |  | Z3074-5 | SBJ-Z3A-Z3074-5 |  |  | Z3074 | [5 empty] | 2019-01-01 | 2019 | Q |  | Y | 15 | [8 empty] | False | Mechanical & Plumbing | 427
1643 | SBJ-Z3A-Z3074-4-MECH 64 | MECH 64 | MECH 64 | Mechanical & Plumbing | MECHANICAL & PLUMBING | OTHERS |  | Z3074-4 | SBJ-Z3A-Z3074-4 |  |  | Z3074 | [5 empty] | 2019-01-01 | 2019 | Q |  | Y | 15 | [8 empty] | False | Mechanical & Plumbing | 428
1644 | SBJ-Z3A-Z3074-3-MECH 65 | MECH 65 | MECH 65 | Mechanical & Plumbing | MECHANICAL & PLUMBING | OTHERS |  | Z3074-3 | SBJ-Z3A-Z3074-3 |  |  | Z3074 | [5 empty] | 2019-01-01 | 2019 | Q |  | Y | 15 | [8 empty] | False | Mechanical & Plumbing | 429
1645 | SBJ-Z3A-Z3074-2-MECH 66 | MECH 66 | MECH 66 | Mechanical & Plumbing | MECHANICAL & PLUMBING | OTHERS |  | Z3074-2 | SBJ-Z3A-Z3074-2 |  |  | Z3074 | [5 empty] | 2019-01-01 | 2019 | Q |  | Y | 15 | [8 empty] | False | Mechanical & Plumbing | 430
1646 | SBJ-Z3A-Z3074-1-MECH 67 | MECH 67 | MECH 67 | Mechanical & Plumbing | MECHANICAL & PLUMBING | OTHERS |  | Z3074-1 | SBJ-Z3A-Z3074-1 |  |  | Z3074 | [5 empty] | 2019-01-01 | 2019 | Q |  | Y | 15 | [8 empty] | False | Mechanical & Plumbing | 431
1647 | SBJ-Z3B-Z3062-6-MECH 68 | MECH 68 | MECH 68 | Mechanical & Plumbing | MECHANICAL & PLUMBING | OTHERS |  | Z3062-6 | SBJ-Z3B-Z3062-6 |  |  | Z3062 | [5 empty] | 2019-01-01 | 2019 | Q |  | Y | 15 | [8 empty] | False | Mechanical & Plumbing | 432
1648 | SBJ-Z3B-Z3062-5-MECH 69 | MECH 69 | MECH 69 | Mechanical & Plumbing | MECHANICAL & PLUMBING | OTHERS |  | Z3062-5 | SBJ-Z3B-Z3062-5 |  |  | Z3062 | [5 empty] | 2019-01-01 | 2019 | Q |  | Y | 15 | [8 empty] | False | Mechanical & Plumbing | 433
1649 | SBJ-Z3B-Z3062-4-MECH 70 | MECH 70 | MECH 70 | Mechanical & Plumbing | MECHANICAL & PLUMBING | OTHERS |  | Z3062-4 | SBJ-Z3B-Z3062-4 |  |  | Z3062 | [5 empty] | 2019-01-01 | 2019 | Q |  | Y | 15 | [8 empty] | False | Mechanical & Plumbing | 434
1650 | SBJ-Z3B-Z3062-3-MECH 71 | MECH 71 | MECH 71 | Mechanical & Plumbing | MECHANICAL & PLUMBING | OTHERS |  | Z3062-3 | SBJ-Z3B-Z3062-3 |  |  | Z3062 | [5 empty] | 2019-01-01 | 2019 | Q |  | Y | 15 | [8 empty] | False | Mechanical & Plumbing | 435
1651 | SBJ-Z3B-Z3062-2-MECH 72 | MECH 72 | MECH 72 | Mechanical & Plumbing | MECHANICAL & PLUMBING | OTHERS |  | Z3062-2 | SBJ-Z3B-Z3062-2 |  |  | Z3062 | [5 empty] | 2019-01-01 | 2019 | Q |  | Y | 15 | [8 empty] | False | Mechanical & Plumbing | 436
1652 | SBJ-Z3B-Z3062-1-MECH 73 | MECH 73 | MECH 73 | Mechanical & Plumbing | MECHANICAL & PLUMBING | OTHERS |  | Z3062-1 | SBJ-Z3B-Z3062-1 |  |  | Z3062 | [5 empty] | 2019-01-01 | 2019 | Q |  | Y | 15 | [8 empty] | False | Mechanical & Plumbing | 437
1653 | SBJ-Z3B-Z3061-6-MECH 74 | MECH 74 | MECH 74 | Mechanical & Plumbing | MECHANICAL & PLUMBING | OTHERS |  | Z3061-6 | SBJ-Z3B-Z3061-6 |  |  | Z3061 | [5 empty] | 2019-01-01 | 2019 | Q |  | Y | 15 | [8 empty] | False | Mechanical & Plumbing | 438
1654 | SBJ-Z3B-Z3061-5-MECH 75 | MECH 75 | MECH 75 | Mechanical & Plumbing | MECHANICAL & PLUMBING | OTHERS |  | Z3061-5 | SBJ-Z3B-Z3061-5 |  |  | Z3061 | [5 empty] | 2019-01-01 | 2019 | Q |  | Y | 15 | [8 empty] | False | Mechanical & Plumbing | 439
1655 | SBJ-Z3B-Z3061-4B-MECH 76 | MECH 76 | MECH 76 | Mechanical & Plumbing | MECHANICAL & PLUMBING | OTHERS |  | Z3061-4B | SBJ-Z3B-Z3061-4B |  |  | Z3061 | [5 empty] | 2019-01-01 | 2019 | Q |  | Y | 15 | [8 empty] | False | Mechanical & Plumbing | 440
1656 | SBJ-Z3B-Z3061-4A-MECH 77 | MECH 77 | MECH 77 | Mechanical & Plumbing | MECHANICAL & PLUMBING | OTHERS |  | Z3061-4A | SBJ-Z3B-Z3061-4A |  |  | Z3061 | [5 empty] | 2019-01-01 | 2019 | Q |  | Y | 15 | [8 empty] | False | Mechanical & Plumbing | 441
1657 | SBJ-Z3B-Z3061-3B-MECH 78 | MECH 78 | MECH 78 | Mechanical & Plumbing | MECHANICAL & PLUMBING | OTHERS |  | Z3061-3B | SBJ-Z3B-Z3061-3B |  |  | Z3061 | [5 empty] | 2019-01-01 | 2019 | Q |  | Y | 15 | [8 empty] | False | Mechanical & Plumbing | 442
1658 | SBJ-Z3B-Z3061-3A-MECH 79 | MECH 79 | MECH 79 | Mechanical & Plumbing | MECHANICAL & PLUMBING | OTHERS |  | Z3061-3A | SBJ-Z3B-Z3061-3A |  |  | Z3061 | [5 empty] | 2019-01-01 | 2019 | Q |  | Y | 15 | [8 empty] | False | Mechanical & Plumbing | 443
1659 | SBJ-Z3B-Z3061-2B-MECH 80 | MECH 80 | MECH 80 | Mechanical & Plumbing | MECHANICAL & PLUMBING | OTHERS |  | Z3061-2B | SBJ-Z3B-Z3061-2B |  |  | Z3061 | [5 empty] | 2019-01-01 | 2019 | Q |  | Y | 15 | [8 empty] | False | Mechanical & Plumbing | 444
1660 | SBJ-Z3B-Z3061-2A-MECH 81 | MECH 81 | MECH 81 | Mechanical & Plumbing | MECHANICAL & PLUMBING | OTHERS |  | Z3061-2A | SBJ-Z3B-Z3061-2A |  |  | Z3061 | [5 empty] | 2019-01-01 | 2019 | Q |  | Y | 15 | [8 empty] | False | Mechanical & Plumbing | 445
1661 | SBJ-Z3B-Z3061-1B-MECH 82 | MECH 82 | MECH 82 | Mechanical & Plumbing | MECHANICAL & PLUMBING | OTHERS |  | Z3061-1B | SBJ-Z3B-Z3061-1B |  |  | Z3061 | [5 empty] | 2019-01-01 | 2019 | Q |  | Y | 15 | [8 empty] | False | Mechanical & Plumbing | 446
1662 | SBJ-Z3B-Z3061-1A-MECH 83 | MECH 83 | MECH 83 | Mechanical & Plumbing | MECHANICAL & PLUMBING | OTHERS |  | Z3061-1A | SBJ-Z3B-Z3061-1A |  |  | Z3061 | [5 empty] | 2019-01-01 | 2019 | Q |  | Y | 15 | [8 empty] | False | Mechanical & Plumbing | 447
1663 | SBJ-Z3B-Z3060-6-MECH 84 | MECH 84 | MECH 84 | Mechanical & Plumbing | MECHANICAL & PLUMBING | OTHERS |  | Z3060-6 | SBJ-Z3B-Z3060-6 |  |  | Z3060 | [5 empty] | 2019-01-01 | 2019 | Q |  | Y | 15 | [8 empty] | False | Mechanical & Plumbing | 448
1664 | SBJ-Z3B-Z3060-5-MECH 85 | MECH 85 | MECH 85 | Mechanical & Plumbing | MECHANICAL & PLUMBING | OTHERS |  | Z3060-5 | SBJ-Z3B-Z3060-5 |  |  | Z3060 | [5 empty] | 2019-01-01 | 2019 | Q |  | Y | 15 | [8 empty] | False | Mechanical & Plumbing | 449
1665 | SBJ-Z3B-Z3060-4B-MECH 86 | MECH 86 | MECH 86 | Mechanical & Plumbing | MECHANICAL & PLUMBING | OTHERS |  | Z3060-4B | SBJ-Z3B-Z3060-4B |  |  | Z3060 | [5 empty] | 2019-01-01 | 2019 | Q |  | Y | 15 | [8 empty] | False | Mechanical & Plumbing | 450
1666 | SBJ-Z3B-Z3060-4A-MECH 87 | MECH 87 | MECH 87 | Mechanical & Plumbing | MECHANICAL & PLUMBING | OTHERS |  | Z3060-4A | SBJ-Z3B-Z3060-4A |  |  | Z3060 | [5 empty] | 2019-01-01 | 2019 | Q |  | Y | 15 | [8 empty] | False | Mechanical & Plumbing | 451
1667 | SBJ-Z3B-Z3060-3B-MECH 88 | MECH 88 | MECH 88 | Mechanical & Plumbing | MECHANICAL & PLUMBING | OTHERS |  | Z3060-3B | SBJ-Z3B-Z3060-3B |  |  | Z3060 | [5 empty] | 2019-01-01 | 2019 | Q |  | Y | 15 | [8 empty] | False | Mechanical & Plumbing | 452
1668 | SBJ-Z3B-Z3060-3A-MECH 89 | MECH 89 | MECH 89 | Mechanical & Plumbing | MECHANICAL & PLUMBING | OTHERS |  | Z3060-3A | SBJ-Z3B-Z3060-3A |  |  | Z3060 | [5 empty] | 2019-01-01 | 2019 | Q |  | Y | 15 | [8 empty] | False | Mechanical & Plumbing | 453
1669 | SBJ-Z3B-Z3060-2B-MECH 90 | MECH 90 | MECH 90 | Mechanical & Plumbing | MECHANICAL & PLUMBING | OTHERS |  | Z3060-2B | SBJ-Z3B-Z3060-2B |  |  | Z3060 | [5 empty] | 2019-01-01 | 2019 | Q |  | Y | 15 | [8 empty] | False | Mechanical & Plumbing | 454
1670 | SBJ-Z3B-Z3060-2A-MECH 91 | MECH 91 | MECH 91 | Mechanical & Plumbing | MECHANICAL & PLUMBING | OTHERS |  | Z3060-2A | SBJ-Z3B-Z3060-2A |  |  | Z3060 | [5 empty] | 2019-01-01 | 2019 | Q |  | Y | 15 | [8 empty] | False | Mechanical & Plumbing | 455
1671 | SBJ-Z3B-Z3060-1B-MECH 92 | MECH 92 | MECH 92 | Mechanical & Plumbing | MECHANICAL & PLUMBING | OTHERS |  | Z3060-1B | SBJ-Z3B-Z3060-1B |  |  | Z3060 | [5 empty] | 2019-01-01 | 2019 | Q |  | Y | 15 | [8 empty] | False | Mechanical & Plumbing | 456
1672 | SBJ-Z3B-Z3060-1A-MECH 93 | MECH 93 | MECH 93 | Mechanical & Plumbing | MECHANICAL & PLUMBING | OTHERS |  | Z3060-1A | SBJ-Z3B-Z3060-1A |  |  | Z3060 | [5 empty] | 2019-01-01 | 2019 | Q |  | Y | 15 | [8 empty] | False | Mechanical & Plumbing | 457
1673 | SBJ-Z3B-Z3059-6-MECH 94 | MECH 94 | MECH 94 | Mechanical & Plumbing | MECHANICAL & PLUMBING | OTHERS |  | Z3059-6 | SBJ-Z3B-Z3059-6 |  |  | Z3059 | [5 empty] | 2019-01-01 | 2019 | Q |  | Y | 15 | [8 empty] | False | Mechanical & Plumbing | 458
1674 | SBJ-Z3B-Z3059-5-MECH 95 | MECH 95 | MECH 95 | Mechanical & Plumbing | MECHANICAL & PLUMBING | OTHERS |  | Z3059-5 | SBJ-Z3B-Z3059-5 |  |  | Z3059 | [5 empty] | 2019-01-01 | 2019 | Q |  | Y | 15 | [8 empty] | False | Mechanical & Plumbing | 459
1675 | SBJ-Z3B-Z3059-4B-MECH 96 | MECH 96 | MECH 96 | Mechanical & Plumbing | MECHANICAL & PLUMBING | OTHERS |  | Z3059-4B | SBJ-Z3B-Z3059-4B |  |  | Z3059 | [5 empty] | 2019-01-01 | 2019 | Q |  | Y | 15 | [8 empty] | False | Mechanical & Plumbing | 460
1676 | SBJ-Z3B-Z3059-4A-MECH 97 | MECH 97 | MECH 97 | Mechanical & Plumbing | MECHANICAL & PLUMBING | OTHERS |  | Z3059-4A | SBJ-Z3B-Z3059-4A |  |  | Z3059 | [5 empty] | 2019-01-01 | 2019 | Q |  | Y | 15 | [8 empty] | False | Mechanical & Plumbing | 461
1677 | SBJ-Z3B-Z3059-3B-MECH 98 | MECH 98 | MECH 98 | Mechanical & Plumbing | MECHANICAL & PLUMBING | OTHERS |  | Z3059-3B | SBJ-Z3B-Z3059-3B |  |  | Z3059 | [5 empty] | 2019-01-01 | 2019 | Q |  | Y | 15 | [8 empty] | False | Mechanical & Plumbing | 462
1678 | SBJ-Z3B-Z3059-3A-MECH 99 | MECH 99 | MECH 99 | Mechanical & Plumbing | MECHANICAL & PLUMBING | OTHERS |  | Z3059-3A | SBJ-Z3B-Z3059-3A |  |  | Z3059 | [5 empty] | 2019-01-01 | 2019 | Q |  | Y | 15 | [8 empty] | False | Mechanical & Plumbing | 463
1679 | SBJ-Z3B-Z3059-2B-MECH 100 | MECH 100 | MECH 100 | Mechanical & Plumbing | MECHANICAL & PLUMBING | OTHERS |  | Z3059-2B | SBJ-Z3B-Z3059-2B |  |  | Z3059 | [5 empty] | 2019-01-01 | 2019 | Q |  | Y | 15 | [8 empty] | False | Mechanical & Plumbing | 464
1680 | SBJ-Z3B-Z3059-2A-MECH 101 | MECH 101 | MECH 101 | Mechanical & Plumbing | MECHANICAL & PLUMBING | OTHERS |  | Z3059-2A | SBJ-Z3B-Z3059-2A |  |  | Z3059 | [5 empty] | 2019-01-01 | 2019 | Q |  | Y | 15 | [8 empty] | False | Mechanical & Plumbing | 465
1681 | SBJ-Z3B-Z3059-1B-MECH 102 | MECH 102 | MECH 102 | Mechanical & Plumbing | MECHANICAL & PLUMBING | OTHERS |  | Z3059-1B | SBJ-Z3B-Z3059-1B |  |  | Z3059 | [5 empty] | 2019-01-01 | 2019 | Q |  | Y | 15 | [8 empty] | False | Mechanical & Plumbing | 466
1682 | SBJ-Z3B-Z3059-1A-MECH 103 | MECH 103 | MECH 103 | Mechanical & Plumbing | MECHANICAL & PLUMBING | OTHERS |  | Z3059-1A | SBJ-Z3B-Z3059-1A |  |  | Z3059 | [5 empty] | 2019-01-01 | 2019 | Q |  | Y | 15 | [8 empty] | False | Mechanical & Plumbing | 467
1683 | SBJ-Z3B-Z3058-6-MECH 104 | MECH 104 | MECH 104 | Mechanical & Plumbing | MECHANICAL & PLUMBING | OTHERS |  | Z3058-6 | SBJ-Z3B-Z3058-6 |  |  | Z3058 | [5 empty] | 2019-01-01 | 2019 | Q |  | Y | 15 | [8 empty] | False | Mechanical & Plumbing | 468
1684 | SBJ-Z3B-Z3058-5-MECH 105 | MECH 105 | MECH 105 | Mechanical & Plumbing | MECHANICAL & PLUMBING | OTHERS |  | Z3058-5 | SBJ-Z3B-Z3058-5 |  |  | Z3058 | [5 empty] | 2019-01-01 | 2019 | Q |  | Y | 15 | [8 empty] | False | Mechanical & Plumbing | 469
1685 | SBJ-Z3B-Z3058-4B-MECH 106 | MECH 106 | MECH 106 | Mechanical & Plumbing | MECHANICAL & PLUMBING | OTHERS |  | Z3058-4B | SBJ-Z3B-Z3058-4B |  |  | Z3058 | [5 empty] | 2019-01-01 | 2019 | Q |  | Y | 15 | [8 empty] | False | Mechanical & Plumbing | 470
1686 | SBJ-Z3B-Z3058-4A-MECH 107 | MECH 107 | MECH 107 | Mechanical & Plumbing | MECHANICAL & PLUMBING | OTHERS |  | Z3058-4A | SBJ-Z3B-Z3058-4A |  |  | Z3058 | [5 empty] | 2019-01-01 | 2019 | Q |  | Y | 15 | [8 empty] | False | Mechanical & Plumbing | 471
1687 | SBJ-Z3B-Z3058-3B-MECH 108 | MECH 108 | MECH 108 | Mechanical & Plumbing | MECHANICAL & PLUMBING | OTHERS |  | Z3058-3B | SBJ-Z3B-Z3058-3B |  |  | Z3058 | [5 empty] | 2019-01-01 | 2019 | Q |  | Y | 15 | [8 empty] | False | Mechanical & Plumbing | 472
1688 | SBJ-Z3B-Z3058-3A-MECH 109 | MECH 109 | MECH 109 | Mechanical & Plumbing | MECHANICAL & PLUMBING | OTHERS |  | Z3058-3A | SBJ-Z3B-Z3058-3A |  |  | Z3058 | [5 empty] | 2019-01-01 | 2019 | Q |  | Y | 15 | [8 empty] | False | Mechanical & Plumbing | 473
1689 | SBJ-Z3B-Z3058-2B-MECH 110 | MECH 110 | MECH 110 | Mechanical & Plumbing | MECHANICAL & PLUMBING | OTHERS |  | Z3058-2B | SBJ-Z3B-Z3058-2B |  |  | Z3058 | [5 empty] | 2019-01-01 | 2019 | Q |  | Y | 15 | [8 empty] | False | Mechanical & Plumbing | 474
1690 | SBJ-Z3B-Z3058-2A-MECH 111 | MECH 111 | MECH 111 | Mechanical & Plumbing | MECHANICAL & PLUMBING | OTHERS |  | Z3058-2A | SBJ-Z3B-Z3058-2A |  |  | Z3058 | [5 empty] | 2019-01-01 | 2019 | Q |  | Y | 15 | [8 empty] | False | Mechanical & Plumbing | 475
1691 | SBJ-Z3B-Z3058-1B-MECH 112 | MECH 112 | MECH 112 | Mechanical & Plumbing | MECHANICAL & PLUMBING | OTHERS |  | Z3058-1B | SBJ-Z3B-Z3058-1B |  |  | Z3058 | [5 empty] | 2019-01-01 | 2019 | Q |  | Y | 15 | [8 empty] | False | Mechanical & Plumbing | 476
1692 | SBJ-Z3B-Z3058-1A-MECH 113 | MECH 113 | MECH 113 | Mechanical & Plumbing | MECHANICAL & PLUMBING | OTHERS |  | Z3058-1A | SBJ-Z3B-Z3058-1A |  |  | Z3058 | [5 empty] | 2019-01-01 | 2019 | Q |  | Y | 15 | [8 empty] | False | Mechanical & Plumbing | 477
1693 | SBJ-Z3B-Z3057-6-MECH 114 | MECH 114 | MECH 114 | Mechanical & Plumbing | MECHANICAL & PLUMBING | OTHERS |  | Z3057-6 | SBJ-Z3B-Z3057-6 |  |  | Z3057 | [5 empty] | 2019-01-01 | 2019 | Q |  | Y | 15 | [8 empty] | False | Mechanical & Plumbing | 478
1694 | SBJ-Z3B-Z3057-5-MECH 115 | MECH 115 | MECH 115 | Mechanical & Plumbing | MECHANICAL & PLUMBING | OTHERS |  | Z3057-5 | SBJ-Z3B-Z3057-5 |  |  | Z3057 | [5 empty] | 2019-01-01 | 2019 | Q |  | Y | 15 | [8 empty] | False | Mechanical & Plumbing | 479
1695 | SBJ-Z3B-Z3057-4B-MECH 116 | MECH 116 | MECH 116 | Mechanical & Plumbing | MECHANICAL & PLUMBING | OTHERS |  | Z3057-4B | SBJ-Z3B-Z3057-4B |  |  | Z3057 | [5 empty] | 2019-01-01 | 2019 | Q |  | Y | 15 | [8 empty] | False | Mechanical & Plumbing | 480
1696 | SBJ-Z3B-Z3057-4A-MECH 117 | MECH 117 | MECH 117 | Mechanical & Plumbing | MECHANICAL & PLUMBING | OTHERS |  | Z3057-4A | SBJ-Z3B-Z3057-4A |  |  | Z3057 | [5 empty] | 2019-01-01 | 2019 | Q |  | Y | 15 | [8 empty] | False | Mechanical & Plumbing | 481
1697 | SBJ-Z3B-Z3057-3B-MECH 118 | MECH 118 | MECH 118 | Mechanical & Plumbing | MECHANICAL & PLUMBING | OTHERS |  | Z3057-3B | SBJ-Z3B-Z3057-3B |  |  | Z3057 | [5 empty] | 2019-01-01 | 2019 | Q |  | Y | 15 | [8 empty] | False | Mechanical & Plumbing | 482
1698 | SBJ-Z3B-Z3057-3A-MECH 119 | MECH 119 | MECH 119 | Mechanical & Plumbing | MECHANICAL & PLUMBING | OTHERS |  | Z3057-3A | SBJ-Z3B-Z3057-3A |  |  | Z3057 | [5 empty] | 2019-01-01 | 2019 | Q |  | Y | 15 | [8 empty] | False | Mechanical & Plumbing | 483
1699 | SBJ-Z3B-Z3057-2B-MECH 120 | MECH 120 | MECH 120 | Mechanical & Plumbing | MECHANICAL & PLUMBING | OTHERS |  | Z3057-2B | SBJ-Z3B-Z3057-2B |  |  | Z3057 | [5 empty] | 2019-01-01 | 2019 | Q |  | Y | 15 | [8 empty] | False | Mechanical & Plumbing | 484
1700 | SBJ-Z3B-Z3057-2A-MECH 121 | MECH 121 | MECH 121 | Mechanical & Plumbing | MECHANICAL & PLUMBING | OTHERS |  | Z3057-2A | SBJ-Z3B-Z3057-2A |  |  | Z3057 | [5 empty] | 2019-01-01 | 2019 | Q |  | Y | 15 | [8 empty] | False | Mechanical & Plumbing | 485
1701 | SBJ-Z3B-Z3057-1B-MECH 122 | MECH 122 | MECH 122 | Mechanical & Plumbing | MECHANICAL & PLUMBING | OTHERS |  | Z3057-1B | SBJ-Z3B-Z3057-1B |  |  | Z3057 | [5 empty] | 2019-01-01 | 2019 | Q |  | Y | 15 | [8 empty] | False | Mechanical & Plumbing | 486
1702 | SBJ-Z3B-Z3057-1A-MECH 123 | MECH 123 | MECH 123 | Mechanical & Plumbing | MECHANICAL & PLUMBING | OTHERS |  | Z3057-1A | SBJ-Z3B-Z3057-1A |  |  | Z3057 | [5 empty] | 2019-01-01 | 2019 | Q |  | Y | 15 | [8 empty] | False | Mechanical & Plumbing | 487
1703 | SBJ-Z3B-Z3056-6-MECH 124 | MECH 124 | MECH 124 | Mechanical & Plumbing | MECHANICAL & PLUMBING | OTHERS |  | Z3056-6 | SBJ-Z3B-Z3056-6 |  |  | Z3056 | [5 empty] | 2019-01-01 | 2019 | Q |  | Y | 15 | [8 empty] | False | Mechanical & Plumbing | 488
1704 | SBJ-Z3B-Z3056-5-MECH 125 | MECH 125 | MECH 125 | Mechanical & Plumbing | MECHANICAL & PLUMBING | OTHERS |  | Z3056-5 | SBJ-Z3B-Z3056-5 |  |  | Z3056 | [5 empty] | 2019-01-01 | 2019 | Q |  | Y | 15 | [8 empty] | False | Mechanical & Plumbing | 489
1705 | SBJ-Z3B-Z3056-4B-MECH 126 | MECH 126 | MECH 126 | Mechanical & Plumbing | MECHANICAL & PLUMBING | OTHERS |  | Z3056-4B | SBJ-Z3B-Z3056-4B |  |  | Z3056 | [5 empty] | 2019-01-01 | 2019 | Q |  | Y | 15 | [8 empty] | False | Mechanical & Plumbing | 490
1706 | SBJ-Z3B-Z3056-4A-MECH 127 | MECH 127 | MECH 127 | Mechanical & Plumbing | MECHANICAL & PLUMBING | OTHERS |  | Z3056-4A | SBJ-Z3B-Z3056-4A |  |  | Z3056 | [5 empty] | 2019-01-01 | 2019 | Q |  | Y | 15 | [8 empty] | False | Mechanical & Plumbing | 491
1707 | SBJ-Z3B-Z3056-3B-MECH 128 | MECH 128 | MECH 128 | Mechanical & Plumbing | MECHANICAL & PLUMBING | OTHERS |  | Z3056-3B | SBJ-Z3B-Z3056-3B |  |  | Z3056 | [5 empty] | 2019-01-01 | 2019 | Q |  | Y | 15 | [8 empty] | False | Mechanical & Plumbing | 492
1708 | SBJ-Z3B-Z3056-3A-MECH 129 | MECH 129 | MECH 129 | Mechanical & Plumbing | MECHANICAL & PLUMBING | OTHERS |  | Z3056-3A | SBJ-Z3B-Z3056-3A |  |  | Z3056 | [5 empty] | 2019-01-01 | 2019 | Q |  | Y | 15 | [8 empty] | False | Mechanical & Plumbing | 493
1709 | SBJ-Z3B-Z3056-2B-MECH 130 | MECH 130 | MECH 130 | Mechanical & Plumbing | MECHANICAL & PLUMBING | OTHERS |  | Z3056-2B | SBJ-Z3B-Z3056-2B |  |  | Z3056 | [5 empty] | 2019-01-01 | 2019 | Q |  | Y | 15 | [8 empty] | False | Mechanical & Plumbing | 494
1710 | SBJ-Z3B-Z3056-2A-MECH 131 | MECH 131 | MECH 131 | Mechanical & Plumbing | MECHANICAL & PLUMBING | OTHERS |  | Z3056-2A | SBJ-Z3B-Z3056-2A |  |  | Z3056 | [5 empty] | 2019-01-01 | 2019 | Q |  | Y | 15 | [8 empty] | False | Mechanical & Plumbing | 495
1711 | SBJ-Z3B-Z3056-1B-MECH 132 | MECH 132 | MECH 132 | Mechanical & Plumbing | MECHANICAL & PLUMBING | OTHERS |  | Z3056-1B | SBJ-Z3B-Z3056-1B |  |  | Z3056 | [5 empty] | 2019-01-01 | 2019 | Q |  | Y | 15 | [8 empty] | False | Mechanical & Plumbing | 496
1712 | SBJ-Z3B-Z3056-1A-MECH 133 | MECH 133 | MECH 133 | Mechanical & Plumbing | MECHANICAL & PLUMBING | OTHERS |  | Z3056-1A | SBJ-Z3B-Z3056-1A |  |  | Z3056 | [5 empty] | 2019-01-01 | 2019 | Q |  | Y | 15 | [8 empty] | False | Mechanical & Plumbing | 497
1713 | SBJ-Z3B-Z3055-6-MECH 134 | MECH 134 | MECH 134 | Mechanical & Plumbing | MECHANICAL & PLUMBING | OTHERS |  | Z3055-6 | SBJ-Z3B-Z3055-6 |  |  | Z3055 | [5 empty] | 2019-01-01 | 2019 | Q |  | Y | 15 | [8 empty] | False | Mechanical & Plumbing | 498
1714 | SBJ-Z3B-Z3055-5-MECH 135 | MECH 135 | MECH 135 | Mechanical & Plumbing | MECHANICAL & PLUMBING | OTHERS |  | Z3055-5 | SBJ-Z3B-Z3055-5 |  |  | Z3055 | [5 empty] | 2019-01-01 | 2019 | Q |  | Y | 15 | [8 empty] | False | Mechanical & Plumbing | 499
1715 | SBJ-Z3B-Z3055-4B-MECH 136 | MECH 136 | MECH 136 | Mechanical & Plumbing | MECHANICAL & PLUMBING | OTHERS |  | Z3055-4B | SBJ-Z3B-Z3055-4B |  |  | Z3055 | [5 empty] | 2019-01-01 | 2019 | Q |  | Y | 15 | [8 empty] | False | Mechanical & Plumbing | 500
1716 | SBJ-Z3B-Z3055-4A-MECH 137 | MECH 137 | MECH 137 | Mechanical & Plumbing | MECHANICAL & PLUMBING | OTHERS |  | Z3055-4A | SBJ-Z3B-Z3055-4A |  |  | Z3055 | [5 empty] | 2019-01-01 | 2019 | Q |  | Y | 15 | [8 empty] | False | Mechanical & Plumbing | 501
1717 | SBJ-Z3B-Z3055-3B-MECH 138 | MECH 138 | MECH 138 | Mechanical & Plumbing | MECHANICAL & PLUMBING | OTHERS |  | Z3055-3B | SBJ-Z3B-Z3055-3B |  |  | Z3055 | [5 empty] | 2019-01-01 | 2019 | Q |  | Y | 15 | [8 empty] | False | Mechanical & Plumbing | 502
1718 | SBJ-Z3B-Z3055-3A-MECH 139 | MECH 139 | MECH 139 | Mechanical & Plumbing | MECHANICAL & PLUMBING | OTHERS |  | Z3055-3A | SBJ-Z3B-Z3055-3A |  |  | Z3055 | [5 empty] | 2019-01-01 | 2019 | Q |  | Y | 15 | [8 empty] | False | Mechanical & Plumbing | 503
1719 | SBJ-Z3B-Z3055-2B-MECH 140 | MECH 140 | MECH 140 | Mechanical & Plumbing | MECHANICAL & PLUMBING | OTHERS |  | Z3055-2B | SBJ-Z3B-Z3055-2B |  |  | Z3055 | [5 empty] | 2019-01-01 | 2019 | Q |  | Y | 15 | [8 empty] | False | Mechanical & Plumbing | 504
1720 | SBJ-Z3B-Z3055-2A-MECH 141 | MECH 141 | MECH 141 | Mechanical & Plumbing | MECHANICAL & PLUMBING | OTHERS |  | Z3055-2A | SBJ-Z3B-Z3055-2A |  |  | Z3055 | [5 empty] | 2019-01-01 | 2019 | Q |  | Y | 15 | [8 empty] | False | Mechanical & Plumbing | 505
1721 | SBJ-Z3B-Z3055-1B-MECH 142 | MECH 142 | MECH 142 | Mechanical & Plumbing | MECHANICAL & PLUMBING | OTHERS |  | Z3055-1B | SBJ-Z3B-Z3055-1B |  |  | Z3055 | [5 empty] | 2019-01-01 | 2019 | Q |  | Y | 15 | [8 empty] | False | Mechanical & Plumbing | 506
1722 | SBJ-Z3B-Z3055-1A-MECH 143 | MECH 143 | MECH 143 | Mechanical & Plumbing | MECHANICAL & PLUMBING | OTHERS |  | Z3055-1A | SBJ-Z3B-Z3055-1A |  |  | Z3055 | [5 empty] | 2019-01-01 | 2019 | Q |  | Y | 15 | [8 empty] | False | Mechanical & Plumbing | 507
1723 | SBJ-Z3B-Z3054-6-MECH 144 | MECH 144 | MECH 144 | Mechanical & Plumbing | MECHANICAL & PLUMBING | OTHERS |  | Z3054-6 | SBJ-Z3B-Z3054-6 |  |  | Z3054 | [5 empty] | 2019-01-01 | 2019 | Q |  | Y | 15 | [8 empty] | False | Mechanical & Plumbing | 508
1724 | SBJ-Z3B-Z3054-5-MECH 145 | MECH 145 | MECH 145 | Mechanical & Plumbing | MECHANICAL & PLUMBING | OTHERS |  | Z3054-5 | SBJ-Z3B-Z3054-5 |  |  | Z3054 | [5 empty] | 2019-01-01 | 2019 | Q |  | Y | 15 | [8 empty] | False | Mechanical & Plumbing | 509
1725 | SBJ-Z3B-Z3054-4B-MECH 146 | MECH 146 | MECH 146 | Mechanical & Plumbing | MECHANICAL & PLUMBING | OTHERS |  | Z3054-4B | SBJ-Z3B-Z3054-4B |  |  | Z3054 | [5 empty] | 2019-01-01 | 2019 | Q |  | Y | 15 | [8 empty] | False | Mechanical & Plumbing | 510
1726 | SBJ-Z3B-Z3054-4A-MECH 147 | MECH 147 | MECH 147 | Mechanical & Plumbing | MECHANICAL & PLUMBING | OTHERS |  | Z3054-4A | SBJ-Z3B-Z3054-4A |  |  | Z3054 | [5 empty] | 2019-01-01 | 2019 | Q |  | Y | 15 | [8 empty] | False | Mechanical & Plumbing | 511
1727 | SBJ-Z3B-Z3054-3B-MECH 148 | MECH 148 | MECH 148 | Mechanical & Plumbing | MECHANICAL & PLUMBING | OTHERS |  | Z3054-3B | SBJ-Z3B-Z3054-3B |  |  | Z3054 | [5 empty] | 2019-01-01 | 2019 | Q |  | Y | 15 | [8 empty] | False | Mechanical & Plumbing | 512
1728 | SBJ-Z3B-Z3054-3A-MECH 149 | MECH 149 | MECH 149 | Mechanical & Plumbing | MECHANICAL & PLUMBING | OTHERS |  | Z3054-3A | SBJ-Z3B-Z3054-3A |  |  | Z3054 | [5 empty] | 2019-01-01 | 2019 | Q |  | Y | 15 | [8 empty] | False | Mechanical & Plumbing | 513
1729 | SBJ-Z3B-Z3054-2B-MECH 150 | MECH 150 | MECH 150 | Mechanical & Plumbing | MECHANICAL & PLUMBING | OTHERS |  | Z3054-2B | SBJ-Z3B-Z3054-2B |  |  | Z3054 | [5 empty] | 2019-01-01 | 2019 | Q |  | Y | 15 | [8 empty] | False | Mechanical & Plumbing | 514
1730 | SBJ-Z3B-Z3054-2A-MECH 151 | MECH 151 | MECH 151 | Mechanical & Plumbing | MECHANICAL & PLUMBING | OTHERS |  | Z3054-2A | SBJ-Z3B-Z3054-2A |  |  | Z3054 | [5 empty] | 2019-01-01 | 2019 | Q |  | Y | 15 | [8 empty] | False | Mechanical & Plumbing | 515
1731 | SBJ-Z3B-Z3054-1B-MECH 152 | MECH 152 | MECH 152 | Mechanical & Plumbing | MECHANICAL & PLUMBING | OTHERS |  | Z3054-1B | SBJ-Z3B-Z3054-1B |  |  | Z3054 | [5 empty] | 2019-01-01 | 2019 | Q |  | Y | 15 | [8 empty] | False | Mechanical & Plumbing | 516
1732 | SBJ-Z3B-Z3054-1A-MECH 153 | MECH 153 | MECH 153 | Mechanical & Plumbing | MECHANICAL & PLUMBING | OTHERS |  | Z3054-1A | SBJ-Z3B-Z3054-1A |  |  | Z3054 | [5 empty] | 2019-01-01 | 2019 | Q |  | Y | 15 | [8 empty] | False | Mechanical & Plumbing | 517
1733 | SBJ-Z3B-Z3053-6-MECH 154 | MECH 154 | MECH 154 | Mechanical & Plumbing | MECHANICAL & PLUMBING | OTHERS |  | Z3053-6 | SBJ-Z3B-Z3053-6 |  |  | Z3053 | [5 empty] | 2019-01-01 | 2019 | Q |  | Y | 15 | [8 empty] | False | Mechanical & Plumbing | 518
1734 | SBJ-Z3B-Z3053-5-MECH 155 | MECH 155 | MECH 155 | Mechanical & Plumbing | MECHANICAL & PLUMBING | OTHERS |  | Z3053-5 | SBJ-Z3B-Z3053-5 |  |  | Z3053 | [5 empty] | 2019-01-01 | 2019 | Q |  | Y | 15 | [8 empty] | False | Mechanical & Plumbing | 519
1735 | SBJ-Z3B-Z3053-4B-MECH 156 | MECH 156 | MECH 156 | Mechanical & Plumbing | MECHANICAL & PLUMBING | OTHERS |  | Z3053-4B | SBJ-Z3B-Z3053-4B |  |  | Z3053 | [5 empty] | 2019-01-01 | 2019 | Q |  | Y | 15 | [8 empty] | False | Mechanical & Plumbing | 520
1736 | SBJ-Z3B-Z3053-4A-MECH 157 | MECH 157 | MECH 157 | Mechanical & Plumbing | MECHANICAL & PLUMBING | OTHERS |  | Z3053-4A | SBJ-Z3B-Z3053-4A |  |  | Z3053 | [5 empty] | 2019-01-01 | 2019 | Q |  | Y | 15 | [8 empty] | False | Mechanical & Plumbing | 521
1737 | SBJ-Z3B-Z3053-3B-MECH 158 | MECH 158 | MECH 158 | Mechanical & Plumbing | MECHANICAL & PLUMBING | OTHERS |  | Z3053-3B | SBJ-Z3B-Z3053-3B |  |  | Z3053 | [5 empty] | 2019-01-01 | 2019 | Q |  | Y | 15 | [8 empty] | False | Mechanical & Plumbing | 522
1738 | SBJ-Z3B-Z3053-3A-MECH 159 | MECH 159 | MECH 159 | Mechanical & Plumbing | MECHANICAL & PLUMBING | OTHERS |  | Z3053-3A | SBJ-Z3B-Z3053-3A |  |  | Z3053 | [5 empty] | 2019-01-01 | 2019 | Q |  | Y | 15 | [8 empty] | False | Mechanical & Plumbing | 523
1739 | SBJ-Z3B-Z3053-2B-MECH 160 | MECH 160 | MECH 160 | Mechanical & Plumbing | MECHANICAL & PLUMBING | OTHERS |  | Z3053-2B | SBJ-Z3B-Z3053-2B |  |  | Z3053 | [5 empty] | 2019-01-01 | 2019 | Q |  | Y | 15 | [8 empty] | False | Mechanical & Plumbing | 524
1740 | SBJ-Z3B-Z3053-2A-MECH 161 | MECH 161 | MECH 161 | Mechanical & Plumbing | MECHANICAL & PLUMBING | OTHERS |  | Z3053-2A | SBJ-Z3B-Z3053-2A |  |  | Z3053 | [5 empty] | 2019-01-01 | 2019 | Q |  | Y | 15 | [8 empty] | False | Mechanical & Plumbing | 525
1741 | SBJ-Z3B-Z3053-1B-MECH 162 | MECH 162 | MECH 162 | Mechanical & Plumbing | MECHANICAL & PLUMBING | OTHERS |  | Z3053-1B | SBJ-Z3B-Z3053-1B |  |  | Z3053 | [5 empty] | 2019-01-01 | 2019 | Q |  | Y | 15 | [8 empty] | False | Mechanical & Plumbing | 526
1742 | SBJ-Z3B-Z3053-1A-MECH 163 | MECH 163 | MECH 163 | Mechanical & Plumbing | MECHANICAL & PLUMBING | OTHERS |  | Z3053-1A | SBJ-Z3B-Z3053-1A |  |  | Z3053 | [5 empty] | 2019-01-01 | 2019 | Q |  | Y | 15 | [8 empty] | False | Mechanical & Plumbing | 527
1743 | SBJ-Z3B-Z3052-6-MECH 164 | MECH 164 | MECH 164 | Mechanical & Plumbing | MECHANICAL & PLUMBING | OTHERS |  | Z3052-6 | SBJ-Z3B-Z3052-6 |  |  | Z3052 | [5 empty] | 2019-01-01 | 2019 | Q |  | Y | 15 | [8 empty] | False | Mechanical & Plumbing | 528
1744 | SBJ-Z3B-Z3052-5-MECH 165 | MECH 165 | MECH 165 | Mechanical & Plumbing | MECHANICAL & PLUMBING | OTHERS |  | Z3052-5 | SBJ-Z3B-Z3052-5 |  |  | Z3052 | [5 empty] | 2019-01-01 | 2019 | Q |  | Y | 15 | [8 empty] | False | Mechanical & Plumbing | 529
1745 | SBJ-Z3B-Z3052-4-MECH 166 | MECH 166 | MECH 166 | Mechanical & Plumbing | MECHANICAL & PLUMBING | OTHERS |  | Z3052-4 | SBJ-Z3B-Z3052-4 |  |  | Z3052 | [5 empty] | 2019-01-01 | 2019 | Q |  | Y | 15 | [8 empty] | False | Mechanical & Plumbing | 530
1746 | SBJ-Z3B-Z3052-3-MECH 167 | MECH 167 | MECH 167 | Mechanical & Plumbing | MECHANICAL & PLUMBING | OTHERS |  | Z3052-3 | SBJ-Z3B-Z3052-3 |  |  | Z3052 | [5 empty] | 2019-01-01 | 2019 | Q |  | Y | 15 | [8 empty] | False | Mechanical & Plumbing | 531
1747 | SBJ-Z3B-Z3052-2-MECH 168 | MECH 168 | MECH 168 | Mechanical & Plumbing | MECHANICAL & PLUMBING | OTHERS |  | Z3052-2 | SBJ-Z3B-Z3052-2 |  |  | Z3052 | [5 empty] | 2019-01-01 | 2019 | Q |  | Y | 15 | [8 empty] | False | Mechanical & Plumbing | 532
1748 | SBJ-Z3B-Z3052-1-MECH 169 | MECH 169 | MECH 169 | Mechanical & Plumbing | MECHANICAL & PLUMBING | OTHERS |  | Z3052-1 | SBJ-Z3B-Z3052-1 |  |  | Z3052 | [5 empty] | 2019-01-01 | 2019 | Q |  | Y | 15 | [8 empty] | False | Mechanical & Plumbing | 533
1749 | SBJ-Z3A-Z3051-6-MECH 170 | MECH 170 | MECH 170 | Mechanical & Plumbing | MECHANICAL & PLUMBING | OTHERS |  | Z3051-6 | SBJ-Z3A-Z3051-6 |  |  | Z3051 | [5 empty] | 2019-01-01 | 2019 | Q |  | Y | 15 | [8 empty] | False | Mechanical & Plumbing | 534
1750 | SBJ-Z3A-Z3051-5-MECH 171 | MECH 171 | MECH 171 | Mechanical & Plumbing | MECHANICAL & PLUMBING | OTHERS |  | Z3051-5 | SBJ-Z3A-Z3051-5 |  |  | Z3051 | [5 empty] | 2019-01-01 | 2019 | Q |  | Y | 15 | [8 empty] | False | Mechanical & Plumbing | 535
1751 | SBJ-Z3A-Z3051-4-MECH 172 | MECH 172 | MECH 172 | Mechanical & Plumbing | MECHANICAL & PLUMBING | OTHERS |  | Z3051-4 | SBJ-Z3A-Z3051-4 |  |  | Z3051 | [5 empty] | 2019-01-01 | 2019 | Q |  | Y | 15 | [8 empty] | False | Mechanical & Plumbing | 536
1752 | SBJ-Z3A-Z3051-3-MECH 173 | MECH 173 | MECH 173 | Mechanical & Plumbing | MECHANICAL & PLUMBING | OTHERS |  | Z3051-3 | SBJ-Z3A-Z3051-3 |  |  | Z3051 | [5 empty] | 2019-01-01 | 2019 | Q |  | Y | 15 | [8 empty] | False | Mechanical & Plumbing | 537
1753 | SBJ-Z3A-Z3051-2-MECH 174 | MECH 174 | MECH 174 | Mechanical & Plumbing | MECHANICAL & PLUMBING | OTHERS |  | Z3051-2 | SBJ-Z3A-Z3051-2 |  |  | Z3051 | [5 empty] | 2019-01-01 | 2019 | Q |  | Y | 15 | [8 empty] | False | Mechanical & Plumbing | 538
1754 | SBJ-Z3A-Z3051-1-MECH 175 | MECH 175 | MECH 175 | Mechanical & Plumbing | MECHANICAL & PLUMBING | OTHERS |  | Z3051-1 | SBJ-Z3A-Z3051-1 |  |  | Z3051 | [5 empty] | 2019-01-01 | 2019 | Q |  | Y | 15 | [8 empty] | False | Mechanical & Plumbing | 539
1755 | SBJ-Z3A-Z3050-6-MECH 176 | MECH 176 | MECH 176 | Mechanical & Plumbing | MECHANICAL & PLUMBING | OTHERS |  | Z3050-6 | SBJ-Z3A-Z3050-6 |  |  | Z3050 | [5 empty] | 2019-01-01 | 2019 | Q |  | Y | 15 | [8 empty] | False | Mechanical & Plumbing | 540
1756 | SBJ-Z3A-Z3050-5-MECH 177 | MECH 177 | MECH 177 | Mechanical & Plumbing | MECHANICAL & PLUMBING | OTHERS |  | Z3050-5 | SBJ-Z3A-Z3050-5 |  |  | Z3050 | [5 empty] | 2019-01-01 | 2019 | Q |  | Y | 15 | [8 empty] | False | Mechanical & Plumbing | 541
1757 | SBJ-Z3A-Z3050-4-MECH 178 | MECH 178 | MECH 178 | Mechanical & Plumbing | MECHANICAL & PLUMBING | OTHERS |  | Z3050-4 | SBJ-Z3A-Z3050-4 |  |  | Z3050 | [5 empty] | 2019-01-01 | 2019 | Q |  | Y | 15 | [8 empty] | False | Mechanical & Plumbing | 542
1758 | SBJ-Z3A-Z3050-3-MECH 179 | MECH 179 | MECH 179 | Mechanical & Plumbing | MECHANICAL & PLUMBING | OTHERS |  | Z3050-3 | SBJ-Z3A-Z3050-3 |  |  | Z3050 | [5 empty] | 2019-01-01 | 2019 | Q |  | Y | 15 | [8 empty] | False | Mechanical & Plumbing | 543
1759 | SBJ-Z3A-Z3050-2-MECH 180 | MECH 180 | MECH 180 | Mechanical & Plumbing | MECHANICAL & PLUMBING | OTHERS |  | Z3050-2 | SBJ-Z3A-Z3050-2 |  |  | Z3050 | [5 empty] | 2019-01-01 | 2019 | Q |  | Y | 15 | [8 empty] | False | Mechanical & Plumbing | 544
1760 | SBJ-Z3A-Z3050-1-MECH 181 | MECH 181 | MECH 181 | Mechanical & Plumbing | MECHANICAL & PLUMBING | OTHERS |  | Z3050-1 | SBJ-Z3A-Z3050-1 |  |  | Z3050 | [5 empty] | 2019-01-01 | 2019 | Q |  | Y | 15 | [8 empty] | False | Mechanical & Plumbing | 545
1761 | SBJ-Z3A-Z3049-6-MECH 182 | MECH 182 | MECH 182 | Mechanical & Plumbing | MECHANICAL & PLUMBING | OTHERS |  | Z3049-6 | SBJ-Z3A-Z3049-6 |  |  | Z3049 | [5 empty] | 2019-01-01 | 2019 | Q |  | Y | 15 | [8 empty] | False | Mechanical & Plumbing | 546
1762 | SBJ-Z3A-Z3049-5-MECH 183 | MECH 183 | MECH 183 | Mechanical & Plumbing | MECHANICAL & PLUMBING | OTHERS |  | Z3049-5 | SBJ-Z3A-Z3049-5 |  |  | Z3049 | [5 empty] | 2019-01-01 | 2019 | Q |  | Y | 15 | [8 empty] | False | Mechanical & Plumbing | 547
1763 | SBJ-Z3A-Z3049-4-MECH 184 | MECH 184 | MECH 184 | Mechanical & Plumbing | MECHANICAL & PLUMBING | OTHERS |  | Z3049-4 | SBJ-Z3A-Z3049-4 |  |  | Z3049 | [5 empty] | 2019-01-01 | 2019 | Q |  | Y | 15 | [8 empty] | False | Mechanical & Plumbing | 548
1764 | SBJ-Z3A-Z3049-3-MECH 185 | MECH 185 | MECH 185 | Mechanical & Plumbing | MECHANICAL & PLUMBING | OTHERS |  | Z3049-3 | SBJ-Z3A-Z3049-3 |  |  | Z3049 | [5 empty] | 2019-01-01 | 2019 | Q |  | Y | 15 | [8 empty] | False | Mechanical & Plumbing | 549
1765 | SBJ-Z3A-Z3049-2-MECH 186 | MECH 186 | MECH 186 | Mechanical & Plumbing | MECHANICAL & PLUMBING | OTHERS |  | Z3049-2 | SBJ-Z3A-Z3049-2 |  |  | Z3049 | [5 empty] | 2019-01-01 | 2019 | Q |  | Y | 15 | [8 empty] | False | Mechanical & Plumbing | 550
1766 | SBJ-Z3A-Z3049-1-MECH 187 | MECH 187 | MECH 187 | Mechanical & Plumbing | MECHANICAL & PLUMBING | OTHERS |  | Z3049-1 | SBJ-Z3A-Z3049-1 |  |  | Z3049 | [5 empty] | 2019-01-01 | 2019 | Q |  | Y | 15 | [8 empty] | False | Mechanical & Plumbing | 551
1767 | SBJ-Z3A-Z3048-6-MECH 188 | MECH 188 | MECH 188 | Mechanical & Plumbing | MECHANICAL & PLUMBING | OTHERS |  | Z3048-6 | SBJ-Z3A-Z3048-6 |  |  | Z3048 | [5 empty] | 2019-01-01 | 2019 | Q |  | Y | 15 | [8 empty] | False | Mechanical & Plumbing | 552
1768 | SBJ-Z3A-Z3048-5-MECH 189 | MECH 189 | MECH 189 | Mechanical & Plumbing | MECHANICAL & PLUMBING | OTHERS |  | Z3048-5 | SBJ-Z3A-Z3048-5 |  |  | Z3048 | [5 empty] | 2019-01-01 | 2019 | Q |  | Y | 15 | [8 empty] | False | Mechanical & Plumbing | 553
1769 | SBJ-Z3A-Z3048-4-MECH 190 | MECH 190 | MECH 190 | Mechanical & Plumbing | MECHANICAL & PLUMBING | OTHERS |  | Z3048-4 | SBJ-Z3A-Z3048-4 |  |  | Z3048 | [5 empty] | 2019-01-01 | 2019 | Q |  | Y | 15 | [8 empty] | False | Mechanical & Plumbing | 554
1770 | SBJ-Z3A-Z3048-3-MECH 191 | MECH 191 | MECH 191 | Mechanical & Plumbing | MECHANICAL & PLUMBING | OTHERS |  | Z3048-3 | SBJ-Z3A-Z3048-3 |  |  | Z3048 | [5 empty] | 2019-01-01 | 2019 | Q |  | Y | 15 | [8 empty] | False | Mechanical & Plumbing | 555
1771 | SBJ-Z3A-Z3048-2-MECH 192 | MECH 192 | MECH 192 | Mechanical & Plumbing | MECHANICAL & PLUMBING | OTHERS |  | Z3048-2 | SBJ-Z3A-Z3048-2 |  |  | Z3048 | [5 empty] | 2019-01-01 | 2019 | Q |  | Y | 15 | [8 empty] | False | Mechanical & Plumbing | 556
1772 | SBJ-Z3A-Z3048-1-MECH 193 | MECH 193 | MECH 193 | Mechanical & Plumbing | MECHANICAL & PLUMBING | OTHERS |  | Z3048-1 | SBJ-Z3A-Z3048-1 |  |  | Z3048 | [5 empty] | 2019-01-01 | 2019 | Q |  | Y | 15 | [8 empty] | False | Mechanical & Plumbing | 557
1773 | SBJ-Z3A-Z3047-6-MECH 194 | MECH 194 | MECH 194 | Mechanical & Plumbing | MECHANICAL & PLUMBING | OTHERS |  | Z3047-6 | SBJ-Z3A-Z3047-6 |  |  | Z3047 | [5 empty] | 2019-01-01 | 2019 | Q |  | Y | 15 | [8 empty] | False | Mechanical & Plumbing | 558
1774 | SBJ-Z3A-Z3047-5-MECH 195 | MECH 195 | MECH 195 | Mechanical & Plumbing | MECHANICAL & PLUMBING | OTHERS |  | Z3047-5 | SBJ-Z3A-Z3047-5 |  |  | Z3047 | [5 empty] | 2019-01-01 | 2019 | Q |  | Y | 15 | [8 empty] | False | Mechanical & Plumbing | 559
1775 | SBJ-Z3A-Z3047-4-MECH 196 | MECH 196 | MECH 196 | Mechanical & Plumbing | MECHANICAL & PLUMBING | OTHERS |  | Z3047-4 | SBJ-Z3A-Z3047-4 |  |  | Z3047 | [5 empty] | 2019-01-01 | 2019 | Q |  | Y | 15 | [8 empty] | False | Mechanical & Plumbing | 560
1776 | SBJ-Z3A-Z3047-3-MECH 197 | MECH 197 | MECH 197 | Mechanical & Plumbing | MECHANICAL & PLUMBING | OTHERS |  | Z3047-3 | SBJ-Z3A-Z3047-3 |  |  | Z3047 | [5 empty] | 2019-01-01 | 2019 | Q |  | Y | 15 | [8 empty] | False | Mechanical & Plumbing | 561
1777 | SBJ-Z3A-Z3047-2-MECH 198 | MECH 198 | MECH 198 | Mechanical & Plumbing | MECHANICAL & PLUMBING | OTHERS |  | Z3047-2 | SBJ-Z3A-Z3047-2 |  |  | Z3047 | [5 empty] | 2019-01-01 | 2019 | Q |  | Y | 15 | [8 empty] | False | Mechanical & Plumbing | 562
1778 | SBJ-Z3A-Z3047-1-MECH 199 | MECH 199 | MECH 199 | Mechanical & Plumbing | MECHANICAL & PLUMBING | OTHERS |  | Z3047-1 | SBJ-Z3A-Z3047-1 |  |  | Z3047 | [5 empty] | 2019-01-01 | 2019 | Q |  | Y | 15 | [8 empty] | False | Mechanical & Plumbing | 563
1779 | SBJ-Z3A-Z3046-6-MECH 200 | MECH 200 | MECH 200 | Mechanical & Plumbing | MECHANICAL & PLUMBING | OTHERS |  | Z3046-6 | SBJ-Z3A-Z3046-6 |  |  | Z3046 | [5 empty] | 2019-01-01 | 2019 | Q |  | Y | 15 | [8 empty] | False | Mechanical & Plumbing | 564
1780 | SBJ-Z3A-Z3046-5-MECH 201 | MECH 201 | MECH 201 | Mechanical & Plumbing | MECHANICAL & PLUMBING | OTHERS |  | Z3046-5 | SBJ-Z3A-Z3046-5 |  |  | Z3046 | [5 empty] | 2019-01-01 | 2019 | Q |  | Y | 15 | [8 empty] | False | Mechanical & Plumbing | 565
1781 | SBJ-Z3A-Z3046-4-MECH 202 | MECH 202 | MECH 202 | Mechanical & Plumbing | MECHANICAL & PLUMBING | OTHERS |  | Z3046-4 | SBJ-Z3A-Z3046-4 |  |  | Z3046 | [5 empty] | 2019-01-01 | 2019 | Q |  | Y | 15 | [8 empty] | False | Mechanical & Plumbing | 566
1782 | SBJ-Z3A-Z3046-3-MECH 203 | MECH 203 | MECH 203 | Mechanical & Plumbing | MECHANICAL & PLUMBING | OTHERS |  | Z3046-3 | SBJ-Z3A-Z3046-3 |  |  | Z3046 | [5 empty] | 2019-01-01 | 2019 | Q |  | Y | 15 | [8 empty] | False | Mechanical & Plumbing | 567
1783 | SBJ-Z3A-Z3046-2-MECH 204 | MECH 204 | MECH 204 | Mechanical & Plumbing | MECHANICAL & PLUMBING | OTHERS |  | Z3046-2 | SBJ-Z3A-Z3046-2 |  |  | Z3046 | [5 empty] | 2019-01-01 | 2019 | Q |  | Y | 15 | [8 empty] | False | Mechanical & Plumbing | 568
1784 | SBJ-Z3A-Z3046-1-MECH 205 | MECH 205 | MECH 205 | Mechanical & Plumbing | MECHANICAL & PLUMBING | OTHERS |  | Z3046-1 | SBJ-Z3A-Z3046-1 |  |  | Z3046 | [5 empty] | 2019-01-01 | 2019 | Q |  | Y | 15 | [8 empty] | False | Mechanical & Plumbing | 569
1785 | SBJ-Z3A-Z3045-6-MECH 206 | MECH 206 | MECH 206 | Mechanical & Plumbing | MECHANICAL & PLUMBING | OTHERS |  | Z3045-6 | SBJ-Z3A-Z3045-6 |  |  | Z3045 | [5 empty] | 2019-01-01 | 2019 | Q |  | Y | 15 | [8 empty] | False | Mechanical & Plumbing | 570
1786 | SBJ-Z3A-Z3045-5-MECH 207 | MECH 207 | MECH 207 | Mechanical & Plumbing | MECHANICAL & PLUMBING | OTHERS |  | Z3045-5 | SBJ-Z3A-Z3045-5 |  |  | Z3045 | [5 empty] | 2019-01-01 | 2019 | Q |  | Y | 15 | [8 empty] | False | Mechanical & Plumbing | 571
1787 | SBJ-Z3A-Z3045-4-MECH 208 | MECH 208 | MECH 208 | Mechanical & Plumbing | MECHANICAL & PLUMBING | OTHERS |  | Z3045-4 | SBJ-Z3A-Z3045-4 |  |  | Z3045 | [5 empty] | 2019-01-01 | 2019 | Q |  | Y | 15 | [8 empty] | False | Mechanical & Plumbing | 572
1788 | SBJ-Z3A-Z3045-3-MECH 209 | MECH 209 | MECH 209 | Mechanical & Plumbing | MECHANICAL & PLUMBING | OTHERS |  | Z3045-3 | SBJ-Z3A-Z3045-3 |  |  | Z3045 | [5 empty] | 2019-01-01 | 2019 | Q |  | Y | 15 | [8 empty] | False | Mechanical & Plumbing | 573
1789 | SBJ-Z3A-Z3045-2-MECH 210 | MECH 210 | MECH 210 | Mechanical & Plumbing | MECHANICAL & PLUMBING | OTHERS |  | Z3045-2 | SBJ-Z3A-Z3045-2 |  |  | Z3045 | [5 empty] | 2019-01-01 | 2019 | Q |  | Y | 15 | [8 empty] | False | Mechanical & Plumbing | 574
1790 | SBJ-Z3A-Z3045-1-MECH 211 | MECH 211 | MECH 211 | Mechanical & Plumbing | MECHANICAL & PLUMBING | OTHERS |  | Z3045-1 | SBJ-Z3A-Z3045-1 |  |  | Z3045 | [5 empty] | 2019-01-01 | 2019 | Q |  | Y | 15 | [8 empty] | False | Mechanical & Plumbing | 575
1791 | SBJ-Z3A-Z3044-6-MECH 212 | MECH 212 | MECH 212 | Mechanical & Plumbing | MECHANICAL & PLUMBING | OTHERS |  | Z3044-6 | SBJ-Z3A-Z3044-6 |  |  | Z3044 | [5 empty] | 2019-01-01 | 2019 | Q |  | Y | 15 | [8 empty] | False | Mechanical & Plumbing | 576
1792 | SBJ-Z3A-Z3044-5-MECH 213 | MECH 213 | MECH 213 | Mechanical & Plumbing | MECHANICAL & PLUMBING | OTHERS |  | Z3044-5 | SBJ-Z3A-Z3044-5 |  |  | Z3044 | [5 empty] | 2019-01-01 | 2019 | Q |  | Y | 15 | [8 empty] | False | Mechanical & Plumbing | 577
1793 | SBJ-Z3A-Z3044-4-MECH 214 | MECH 214 | MECH 214 | Mechanical & Plumbing | MECHANICAL & PLUMBING | OTHERS |  | Z3044-4 | SBJ-Z3A-Z3044-4 |  |  | Z3044 | [5 empty] | 2019-01-01 | 2019 | Q |  | Y | 15 | [8 empty] | False | Mechanical & Plumbing | 578
1794 | SBJ-Z3A-Z3044-3-MECH 215 | MECH 215 | MECH 215 | Mechanical & Plumbing | MECHANICAL & PLUMBING | OTHERS |  | Z3044-3 | SBJ-Z3A-Z3044-3 |  |  | Z3044 | [5 empty] | 2019-01-01 | 2019 | Q |  | Y | 15 | [8 empty] | False | Mechanical & Plumbing | 579
1795 | SBJ-Z3A-Z3044-2-MECH 216 | MECH 216 | MECH 216 | Mechanical & Plumbing | MECHANICAL & PLUMBING | OTHERS |  | Z3044-2 | SBJ-Z3A-Z3044-2 |  |  | Z3044 | [5 empty] | 2019-01-01 | 2019 | Q |  | Y | 15 | [8 empty] | False | Mechanical & Plumbing | 580
1796 | SBJ-Z3A-Z3044-1-MECH 217 | MECH 217 | MECH 217 | Mechanical & Plumbing | MECHANICAL & PLUMBING | OTHERS |  | Z3044-1 | SBJ-Z3A-Z3044-1 |  |  | Z3044 | [5 empty] | 2019-01-01 | 2019 | Q |  | Y | 15 | [8 empty] | False | Mechanical & Plumbing | 581
1797 | SBJ-Z3A-Z3043-MECH 218 | MECH 218 | MECH 218 | Mechanical & Plumbing | MECHANICAL & PLUMBING | OTHERS |  | Z3043 | SBJ-Z3A-Z3043 |  |  | Z3043 | [5 empty] | 2019-01-01 | 2019 | Q |  | Y | 15 | [8 empty] | False | Mechanical & Plumbing | 582
1798 | SBJ-Z3A-Z3042-MECH 219 | MECH 219 | MECH 219 | Mechanical & Plumbing | MECHANICAL & PLUMBING | OTHERS |  | Z3042 | SBJ-Z3A-Z3042 |  |  | Z3042 | [5 empty] | 2019-01-01 | 2019 | Q |  | Y | 15 | [8 empty] | False | Mechanical & Plumbing | 583
1799 | SBJ-Z3A-Z3041-MECH 220 | MECH 220 | MECH 220 | Mechanical & Plumbing | MECHANICAL & PLUMBING | OTHERS |  | Z3041 | SBJ-Z3A-Z3041 |  |  | Z3041 | [5 empty] | 2019-01-01 | 2019 | Q |  | Y | 15 | [8 empty] | False | Mechanical & Plumbing | 584
1800 | SBJ-Z3A-Z3040-MECH 221 | MECH 221 | MECH 221 | Mechanical & Plumbing | MECHANICAL & PLUMBING | OTHERS |  | Z3040 | SBJ-Z3A-Z3040 |  |  | Z3040 | [5 empty] | 2019-01-01 | 2019 | Q |  | Y | 15 | [8 empty] | False | Mechanical & Plumbing | 585
1801 | SBJ-Z3A-Z3039-MECH 222 | MECH 222 | MECH 222 | Mechanical & Plumbing | MECHANICAL & PLUMBING | OTHERS |  | Z3039 | SBJ-Z3A-Z3039 |  |  | Z3039 | [5 empty] | 2019-01-01 | 2019 | Q |  | Y | 15 | [8 empty] | False | Mechanical & Plumbing | 586
1802 | SBJ-Z3A-Z3038-MECH 223 | MECH 223 | MECH 223 | Mechanical & Plumbing | MECHANICAL & PLUMBING | OTHERS |  | Z3038 | SBJ-Z3A-Z3038 |  |  | Z3038 | [5 empty] | 2019-01-01 | 2019 | Q |  | Y | 15 | [8 empty] | False | Mechanical & Plumbing | 587
1803 | SBJ-Z3A-Z3037-MECH 224 | MECH 224 | MECH 224 | Mechanical & Plumbing | MECHANICAL & PLUMBING | OTHERS |  | Z3037 | SBJ-Z3A-Z3037 |  |  | Z3037 | [5 empty] | 2019-01-01 | 2019 | Q |  | Y | 15 | [8 empty] | False | Mechanical & Plumbing | 588
1804 | SBJ-Z3A-Z3036-MECH 225 | MECH 225 | MECH 225 | Mechanical & Plumbing | MECHANICAL & PLUMBING | OTHERS |  | Z3036 | SBJ-Z3A-Z3036 |  |  | Z3036 | [5 empty] | 2019-01-01 | 2019 | Q |  | Y | 15 | [8 empty] | False | Mechanical & Plumbing | 589
1805 | SBJ-Z3A-Z3035-MECH 226 | MECH 226 | MECH 226 | Mechanical & Plumbing | MECHANICAL & PLUMBING | OTHERS |  | Z3035 | SBJ-Z3A-Z3035 |  |  | Z3035 | [5 empty] | 2019-01-01 | 2019 | Q |  | Y | 15 | [8 empty] | False | Mechanical & Plumbing | 590
1806 | SBJ-Z3A-Z3034-MECH 227 | MECH 227 | MECH 227 | Mechanical & Plumbing | MECHANICAL & PLUMBING | OTHERS |  | Z3034 | SBJ-Z3A-Z3034 |  |  | Z3034 | [5 empty] | 2019-01-01 | 2019 | Q |  | Y | 15 | [8 empty] | False | Mechanical & Plumbing | 591
1807 | SBJ-Z3A-Z3033-MECH 228 | MECH 228 | MECH 228 | Mechanical & Plumbing | MECHANICAL & PLUMBING | OTHERS |  | Z3033 | SBJ-Z3A-Z3033 |  |  | Z3033 | [5 empty] | 2019-01-01 | 2019 | Q |  | Y | 15 | [8 empty] | False | Mechanical & Plumbing | 592
1808 | SBJ-Z3A-Z3032-MECH 229 | MECH 229 | MECH 229 | Mechanical & Plumbing | MECHANICAL & PLUMBING | OTHERS |  | Z3032 | SBJ-Z3A-Z3032 |  |  | Z3032 | [5 empty] | 2019-01-01 | 2019 | Q |  | Y | 15 | [8 empty] | False | Mechanical & Plumbing | 593
1809 | SBJ-Z3A-Z3031-MECH 230 | MECH 230 | MECH 230 | Mechanical & Plumbing | MECHANICAL & PLUMBING | OTHERS |  | Z3031 | SBJ-Z3A-Z3031 |  |  | Z3031 | [5 empty] | 2019-01-01 | 2019 | Q |  | Y | 15 | [8 empty] | False | Mechanical & Plumbing | 594
1810 | SBJ-Z3A-Z3030-MECH 231 | MECH 231 | MECH 231 | Mechanical & Plumbing | MECHANICAL & PLUMBING | OTHERS |  | Z3030 | SBJ-Z3A-Z3030 |  |  | Z3030 | [5 empty] | 2019-01-01 | 2019 | Q |  | Y | 15 | [8 empty] | False | Mechanical & Plumbing | 595
1811 | SBJ-Z3A-Z3029-MECH 232 | MECH 232 | MECH 232 | Mechanical & Plumbing | MECHANICAL & PLUMBING | OTHERS |  | Z3029 | SBJ-Z3A-Z3029 |  |  | Z3029 | [5 empty] | 2019-01-01 | 2019 | Q |  | Y | 15 | [8 empty] | False | Mechanical & Plumbing | 596
1812 | SBJ-Z3A-Z3028-MECH 233 | MECH 233 | MECH 233 | Mechanical & Plumbing | MECHANICAL & PLUMBING | OTHERS |  | Z3028 | SBJ-Z3A-Z3028 |  |  | Z3028 | [5 empty] | 2019-01-01 | 2019 | Q |  | Y | 15 | [8 empty] | False | Mechanical & Plumbing | 597
1813 | SBJ-Z3A-Z3027-MECH 234 | MECH 234 | MECH 234 | Mechanical & Plumbing | MECHANICAL & PLUMBING | OTHERS |  | Z3027 | SBJ-Z3A-Z3027 |  |  | Z3027 | [5 empty] | 2019-01-01 | 2019 | Q |  | Y | 15 | [8 empty] | False | Mechanical & Plumbing | 598
1814 | SBJ-Z3A-Z3026-MECH 235 | MECH 235 | MECH 235 | Mechanical & Plumbing | MECHANICAL & PLUMBING | OTHERS |  | Z3026 | SBJ-Z3A-Z3026 |  |  | Z3026 | [5 empty] | 2019-01-01 | 2019 | Q |  | Y | 15 | [8 empty] | False | Mechanical & Plumbing | 599
1815 | SBJ-Z3A-Z3025-MECH 236 | MECH 236 | MECH 236 | Mechanical & Plumbing | MECHANICAL & PLUMBING | OTHERS |  | Z3025 | SBJ-Z3A-Z3025 |  |  | Z3025 | [5 empty] | 2019-01-01 | 2019 | Q |  | Y | 15 | [8 empty] | False | Mechanical & Plumbing | 600
1816 | SBJ-Z3A-Z3024-MECH 237 | MECH 237 | MECH 237 | Mechanical & Plumbing | MECHANICAL & PLUMBING | OTHERS |  | Z3024 | SBJ-Z3A-Z3024 |  |  | Z3024 | [5 empty] | 2019-01-01 | 2019 | Q |  | Y | 15 | [8 empty] | False | Mechanical & Plumbing | 601
1817 | SBJ-Z3A-Z3023-MECH 238 | MECH 238 | MECH 238 | Mechanical & Plumbing | MECHANICAL & PLUMBING | OTHERS |  | Z3023 | SBJ-Z3A-Z3023 |  |  | Z3023 | [5 empty] | 2019-01-01 | 2019 | Q |  | Y | 15 | [8 empty] | False | Mechanical & Plumbing | 602
1818 | SBJ-Z3B-Z3022-MECH 239 | MECH 239 | MECH 239 | Mechanical & Plumbing | MECHANICAL & PLUMBING | OTHERS |  | Z3022 | SBJ-Z3B-Z3022 |  |  | Z3022 | [5 empty] | 2019-01-01 | 2019 | Q |  | Y | 15 | [8 empty] | False | Mechanical & Plumbing | 603
1819 | SBJ-Z3B-Z3021-MECH 240 | MECH 240 | MECH 240 | Mechanical & Plumbing | MECHANICAL & PLUMBING | OTHERS |  | Z3021 | SBJ-Z3B-Z3021 |  |  | Z3021 | [5 empty] | 2019-01-01 | 2019 | Q |  | Y | 15 | [8 empty] | False | Mechanical & Plumbing | 604
1820 | SBJ-Z3B-Z3020-MECH 241 | MECH 241 | MECH 241 | Mechanical & Plumbing | MECHANICAL & PLUMBING | OTHERS |  | Z3020 | SBJ-Z3B-Z3020 |  |  | Z3020 | [5 empty] | 2019-01-01 | 2019 | Q |  | Y | 15 | [8 empty] | False | Mechanical & Plumbing | 605
1821 | SBJ-Z3B-Z3019-MECH 242 | MECH 242 | MECH 242 | Mechanical & Plumbing | MECHANICAL & PLUMBING | OTHERS |  | Z3019 | SBJ-Z3B-Z3019 |  |  | Z3019 | [5 empty] | 2019-01-01 | 2019 | Q |  | Y | 15 | [8 empty] | False | Mechanical & Plumbing | 606
1822 | SBJ-Z3B-Z3018-MECH 243 | MECH 243 | MECH 243 | Mechanical & Plumbing | MECHANICAL & PLUMBING | OTHERS |  | Z3018 | SBJ-Z3B-Z3018 |  |  | Z3018 | [5 empty] | 2019-01-01 | 2019 | Q |  | Y | 15 | [8 empty] | False | Mechanical & Plumbing | 607
1823 | SBJ-Z3B-Z3017-MECH 244 | MECH 244 | MECH 244 | Mechanical & Plumbing | MECHANICAL & PLUMBING | OTHERS |  | Z3017 | SBJ-Z3B-Z3017 |  |  | Z3017 | [5 empty] | 2019-01-01 | 2019 | Q |  | Y | 15 | [8 empty] | False | Mechanical & Plumbing | 608
1824 | SBJ-Z3B-Z3016-MECH 245 | MECH 245 | MECH 245 | Mechanical & Plumbing | MECHANICAL & PLUMBING | OTHERS |  | Z3016 | SBJ-Z3B-Z3016 |  |  | Z3016 | [5 empty] | 2019-01-01 | 2019 | Q |  | Y | 15 | [8 empty] | False | Mechanical & Plumbing | 609
1825 | SBJ-Z3B-Z3015-MECH 246 | MECH 246 | MECH 246 | Mechanical & Plumbing | MECHANICAL & PLUMBING | OTHERS |  | Z3015 | SBJ-Z3B-Z3015 |  |  | Z3015 | [5 empty] | 2019-01-01 | 2019 | Q |  | Y | 15 | [8 empty] | False | Mechanical & Plumbing | 610
1826 | SBJ-Z3B-Z3014-MECH 247 | MECH 247 | MECH 247 | Mechanical & Plumbing | MECHANICAL & PLUMBING | OTHERS |  | Z3014 | SBJ-Z3B-Z3014 |  |  | Z3014 | [5 empty] | 2019-01-01 | 2019 | Q |  | Y | 15 | [8 empty] | False | Mechanical & Plumbing | 611
1827 | SBJ-Z3B-Z3013-MECH 248 | MECH 248 | MECH 248 | Mechanical & Plumbing | MECHANICAL & PLUMBING | OTHERS |  | Z3013 | SBJ-Z3B-Z3013 |  |  | Z3013 | [5 empty] | 2019-01-01 | 2019 | Q |  | Y | 15 | [8 empty] | False | Mechanical & Plumbing | 612
1828 | SBJ-Z3B-Z3012-MECH 249 | MECH 249 | MECH 249 | Mechanical & Plumbing | MECHANICAL & PLUMBING | OTHERS |  | Z3012 | SBJ-Z3B-Z3012 |  |  | Z3012 | [5 empty] | 2019-01-01 | 2019 | Q |  | Y | 15 | [8 empty] | False | Mechanical & Plumbing | 613
1829 | SBJ-Z3B-Z3011-MECH 250 | MECH 250 | MECH 250 | Mechanical & Plumbing | MECHANICAL & PLUMBING | OTHERS |  | Z3011 | SBJ-Z3B-Z3011 |  |  | Z3011 | [5 empty] | 2019-01-01 | 2019 | Q |  | Y | 15 | [8 empty] | False | Mechanical & Plumbing | 614
1830 | SBJ-Z3B-Z3010-MECH 251 | MECH 251 | MECH 251 | Mechanical & Plumbing | MECHANICAL & PLUMBING | OTHERS |  | Z3010 | SBJ-Z3B-Z3010 |  |  | Z3010 | [5 empty] | 2019-01-01 | 2019 | Q |  | Y | 15 | [8 empty] | False | Mechanical & Plumbing | 615
1831 | SBJ-Z3B-Z3009-MECH 252 | MECH 252 | MECH 252 | Mechanical & Plumbing | MECHANICAL & PLUMBING | OTHERS |  | Z3009 | SBJ-Z3B-Z3009 |  |  | Z3009 | [5 empty] | 2019-01-01 | 2019 | Q |  | Y | 15 | [8 empty] | False | Mechanical & Plumbing | 616
1832 | SBJ-Z3B-Z3008-MECH 253 | MECH 253 | MECH 253 | Mechanical & Plumbing | MECHANICAL & PLUMBING | OTHERS |  | Z3008 | SBJ-Z3B-Z3008 |  |  | Z3008 | [5 empty] | 2019-01-01 | 2019 | Q |  | Y | 15 | [8 empty] | False | Mechanical & Plumbing | 617
1833 | SBJ-Z3B-Z3007-MECH 254 | MECH 254 | MECH 254 | Mechanical & Plumbing | MECHANICAL & PLUMBING | OTHERS |  | Z3007 | SBJ-Z3B-Z3007 |  |  | Z3007 | [5 empty] | 2019-01-01 | 2019 | Q |  | Y | 15 | [8 empty] | False | Mechanical & Plumbing | 618
1834 | SBJ-Z3B-Z3006-MECH 255 | MECH 255 | MECH 255 | Mechanical & Plumbing | MECHANICAL & PLUMBING | OTHERS |  | Z3006 | SBJ-Z3B-Z3006 |  |  | Z3006 | [5 empty] | 2019-01-01 | 2019 | Q |  | Y | 15 | [8 empty] | False | Mechanical & Plumbing | 619
1835 | SBJ-Z3B-Z3005-MECH 256 | MECH 256 | MECH 256 | Mechanical & Plumbing | MECHANICAL & PLUMBING | OTHERS |  | Z3005 | SBJ-Z3B-Z3005 |  |  | Z3005 | [5 empty] | 2019-01-01 | 2019 | Q |  | Y | 15 | [8 empty] | False | Mechanical & Plumbing | 620
1836 | SBJ-Z3B-Z3004-MECH 257 | MECH 257 | MECH 257 | Mechanical & Plumbing | MECHANICAL & PLUMBING | OTHERS |  | Z3004 | SBJ-Z3B-Z3004 |  |  | Z3004 | [5 empty] | 2019-01-01 | 2019 | Q |  | Y | 15 | [8 empty] | False | Mechanical & Plumbing | 621
1837 | SBJ-Z3B-Z3003-MECH 258 | MECH 258 | MECH 258 | Mechanical & Plumbing | MECHANICAL & PLUMBING | OTHERS |  | Z3003 | SBJ-Z3B-Z3003 |  |  | Z3003 | [5 empty] | 2019-01-01 | 2019 | Q |  | Y | 15 | [8 empty] | False | Mechanical & Plumbing | 622
1838 | SBJ-Z3B-Z3002-MECH 259 | MECH 259 | MECH 259 | Mechanical & Plumbing | MECHANICAL & PLUMBING | OTHERS |  | Z3002 | SBJ-Z3B-Z3002 |  |  | Z3002 | [5 empty] | 2019-01-01 | 2019 | Q |  | Y | 15 | [8 empty] | False | Mechanical & Plumbing | 623
1839 | SBJ-Z3B-Z3001-MECH 260 | MECH 260 | MECH 260 | Mechanical & Plumbing | MECHANICAL & PLUMBING | OTHERS |  | Z3001 | SBJ-Z3B-Z3001 |  |  | Z3001 | [5 empty] | 2019-01-01 | 2019 | Q |  | Y | 15 | [8 empty] | False | Mechanical & Plumbing | 624
1840 | SBJ-Z8-Z8022-PLUM 1 | PLUM 1 | PLUM 1 | Mechanical & Plumbing | MECHANICAL & PLUMBING | OTHERS |  | Z8022 | SBJ-Z8-Z8022 |  |  | Z8022 | [5 empty] | 2019-01-01 | 2019 | Q |  | Y | 15 | [8 empty] | False | Mechanical & Plumbing | 625
1841 | SBJ-Z8-Z8021-PLUM 2 | PLUM 2 | PLUM 2 | Mechanical & Plumbing | MECHANICAL & PLUMBING | OTHERS |  | Z8021 | SBJ-Z8-Z8021 |  |  | Z8021 | [5 empty] | 2019-01-01 | 2019 | Q |  | Y | 15 | [8 empty] | False | Mechanical & Plumbing | 626
1842 | SBJ-Z8-Z8020-PLUM 3 | PLUM 3 | PLUM 3 | Mechanical & Plumbing | MECHANICAL & PLUMBING | OTHERS |  | Z8020 | SBJ-Z8-Z8020 |  |  | Z8020 | [5 empty] | 2019-01-01 | 2019 | Q |  | Y | 15 | [8 empty] | False | Mechanical & Plumbing | 627
1843 | SBJ-Z8-Z8019-PLUM 4 | PLUM 4 | PLUM 4 | Mechanical & Plumbing | MECHANICAL & PLUMBING | OTHERS |  | Z8019 | SBJ-Z8-Z8019 |  |  | Z8019 | [5 empty] | 2019-01-01 | 2019 | Q |  | Y | 15 | [8 empty] | False | Mechanical & Plumbing | 628
1844 | SBJ-Z8-Z8018-PLUM 5 | PLUM 5 | PLUM 5 | Mechanical & Plumbing | MECHANICAL & PLUMBING | OTHERS |  | Z8018 | SBJ-Z8-Z8018 |  |  | Z8018 | [5 empty] | 2019-01-01 | 2019 | Q |  | Y | 15 | [8 empty] | False | Mechanical & Plumbing | 629
1845 | SBJ-Z8-Z8017-PLUM 6 | PLUM 6 | PLUM 6 | Mechanical & Plumbing | MECHANICAL & PLUMBING | OTHERS |  | Z8017 | SBJ-Z8-Z8017 |  |  | Z8017 | [5 empty] | 2019-01-01 | 2019 | Q |  | Y | 15 | [8 empty] | False | Mechanical & Plumbing | 630
1846 | SBJ-Z8-Z8016-PLUM 7 | PLUM 7 | PLUM 7 | Mechanical & Plumbing | MECHANICAL & PLUMBING | OTHERS |  | Z8016 | SBJ-Z8-Z8016 |  |  | Z8016 | [5 empty] | 2019-01-01 | 2019 | Q |  | Y | 15 | [8 empty] | False | Mechanical & Plumbing | 631
1847 | SBJ-Z8-Z8015-PLUM 8 | PLUM 8 | PLUM 8 | Mechanical & Plumbing | MECHANICAL & PLUMBING | OTHERS |  | Z8015 | SBJ-Z8-Z8015 |  |  | Z8015 | [5 empty] | 2019-01-01 | 2019 | Q |  | Y | 15 | [8 empty] | False | Mechanical & Plumbing | 632
1848 | SBJ-Z8-Z8014-PLUM 9 | PLUM 9 | PLUM 9 | Mechanical & Plumbing | MECHANICAL & PLUMBING | OTHERS |  | Z8014 | SBJ-Z8-Z8014 |  |  | Z8014 | [5 empty] | 2019-01-01 | 2019 | Q |  | Y | 15 | [8 empty] | False | Mechanical & Plumbing | 633
1849 | SBJ-Z8-Z8013-PLUM 10 | PLUM 10 | PLUM 10 | Mechanical & Plumbing | MECHANICAL & PLUMBING | OTHERS |  | Z8013 | SBJ-Z8-Z8013 |  |  | Z8013 | [5 empty] | 2019-01-01 | 2019 | Q |  | Y | 15 | [8 empty] | False | Mechanical & Plumbing | 634
1850 | SBJ-Z8-Z8012-PLUM 11 | PLUM 11 | PLUM 11 | Mechanical & Plumbing | MECHANICAL & PLUMBING | OTHERS |  | Z8012 | SBJ-Z8-Z8012 |  |  | Z8012 | [5 empty] | 2019-01-01 | 2019 | Q |  | Y | 15 | [8 empty] | False | Mechanical & Plumbing | 635
1851 | SBJ-Z8-Z8011-PLUM 12 | PLUM 12 | PLUM 12 | Mechanical & Plumbing | MECHANICAL & PLUMBING | OTHERS |  | Z8011 | SBJ-Z8-Z8011 |  |  | Z8011 | [5 empty] | 2019-01-01 | 2019 | Q |  | Y | 15 | [8 empty] | False | Mechanical & Plumbing | 636
1852 | SBJ-Z8-Z8010-PLUM 13 | PLUM 13 | PLUM 13 | Mechanical & Plumbing | MECHANICAL & PLUMBING | OTHERS |  | Z8010 | SBJ-Z8-Z8010 |  |  | Z8010 | [5 empty] | 2019-01-01 | 2019 | Q |  | Y | 15 | [8 empty] | False | Mechanical & Plumbing | 637
1853 | SBJ-Z8-Z8009-PLUM 14 | PLUM 14 | PLUM 14 | Mechanical & Plumbing | MECHANICAL & PLUMBING | OTHERS |  | Z8009 | SBJ-Z8-Z8009 |  |  | Z8009 | [5 empty] | 2019-01-01 | 2019 | Q |  | Y | 15 | [8 empty] | False | Mechanical & Plumbing | 638
1854 | SBJ-Z8-Z8008-PLUM 15 | PLUM 15 | PLUM 15 | Mechanical & Plumbing | MECHANICAL & PLUMBING | OTHERS |  | Z8008 | SBJ-Z8-Z8008 |  |  | Z8008 | [5 empty] | 2019-01-01 | 2019 | Q |  | Y | 15 | [8 empty] | False | Mechanical & Plumbing | 639
1855 | SBJ-Z8-Z8007-PLUM 16 | PLUM 16 | PLUM 16 | Mechanical & Plumbing | MECHANICAL & PLUMBING | OTHERS |  | Z8007 | SBJ-Z8-Z8007 |  |  | Z8007 | [5 empty] | 2019-01-01 | 2019 | Q |  | Y | 15 | [8 empty] | False | Mechanical & Plumbing | 640
1856 | SBJ-Z8-Z8006-PLUM 17 | PLUM 17 | PLUM 17 | Mechanical & Plumbing | MECHANICAL & PLUMBING | OTHERS |  | Z8006 | SBJ-Z8-Z8006 |  |  | Z8006 | [5 empty] | 2019-01-01 | 2019 | Q |  | Y | 15 | [8 empty] | False | Mechanical & Plumbing | 641
1857 | SBJ-Z8-Z8005-PLUM 18 | PLUM 18 | PLUM 18 | Mechanical & Plumbing | MECHANICAL & PLUMBING | OTHERS |  | Z8005 | SBJ-Z8-Z8005 |  |  | Z8005 | [5 empty] | 2019-01-01 | 2019 | Q |  | Y | 15 | [8 empty] | False | Mechanical & Plumbing | 642
1858 | SBJ-Z8-Z8004-PLUM 19 | PLUM 19 | PLUM 19 | Mechanical & Plumbing | MECHANICAL & PLUMBING | OTHERS |  | Z8004 | SBJ-Z8-Z8004 |  |  | Z8004 | [5 empty] | 2019-01-01 | 2019 | Q |  | Y | 15 | [8 empty] | False | Mechanical & Plumbing | 643
1859 | SBJ-Z8-Z8003-PLUM 20 | PLUM 20 | PLUM 20 | Mechanical & Plumbing | MECHANICAL & PLUMBING | OTHERS |  | Z8003 | SBJ-Z8-Z8003 |  |  | Z8003 | [5 empty] | 2019-01-01 | 2019 | Q |  | Y | 15 | [8 empty] | False | Mechanical & Plumbing | 644
1860 | SBJ-Z8-Z8002-PLUM 21 | PLUM 21 | PLUM 21 | Mechanical & Plumbing | MECHANICAL & PLUMBING | OTHERS |  | Z8002 | SBJ-Z8-Z8002 |  |  | Z8002 | [5 empty] | 2019-01-01 | 2019 | Q |  | Y | 15 | [8 empty] | False | Mechanical & Plumbing | 645
1861 | SBJ-Z8-Z8001-PLUM 22 | PLUM 22 | PLUM 22 | Mechanical & Plumbing | MECHANICAL & PLUMBING | OTHERS |  | Z8001 | SBJ-Z8-Z8001 |  |  | Z8001 | [5 empty] | 2019-01-01 | 2019 | Q |  | Y | 15 | [8 empty] | False | Mechanical & Plumbing | 646
1862 | SBJ-Z5-Z5033-PLUM 23 | PLUM 23 | PLUM 23 | Mechanical & Plumbing | MECHANICAL & PLUMBING | OTHERS |  | Z5033 | SBJ-Z5-Z5033 |  |  | Z5033 | [5 empty] | 2019-01-01 | 2019 | Q |  | Y | 15 | [8 empty] | False | Mechanical & Plumbing | 647
1863 | SBJ-Z5-Z5032-PLUM 24 | PLUM 24 | PLUM 24 | Mechanical & Plumbing | MECHANICAL & PLUMBING | OTHERS |  | Z5032 | SBJ-Z5-Z5032 |  |  | Z5032 | [5 empty] | 2019-01-01 | 2019 | Q |  | Y | 15 | [8 empty] | False | Mechanical & Plumbing | 648
1864 | SBJ-Z5-Z5031-PLUM 25 | PLUM 25 | PLUM 25 | Mechanical & Plumbing | MECHANICAL & PLUMBING | OTHERS |  | Z5031 | SBJ-Z5-Z5031 |  |  | Z5031 | [5 empty] | 2019-01-01 | 2019 | Q |  | Y | 15 | [8 empty] | False | Mechanical & Plumbing | 649
1865 | SBJ-Z5-Z5030-PLUM 26 | PLUM 26 | PLUM 26 | Mechanical & Plumbing | MECHANICAL & PLUMBING | OTHERS |  | Z5030 | SBJ-Z5-Z5030 |  |  | Z5030 | [5 empty] | 2019-01-01 | 2019 | Q |  | Y | 15 | [8 empty] | False | Mechanical & Plumbing | 650
1866 | SBJ-Z5-Z5029-PLUM 27 | PLUM 27 | PLUM 27 | Mechanical & Plumbing | MECHANICAL & PLUMBING | OTHERS |  | Z5029 | SBJ-Z5-Z5029 |  |  | Z5029 | [5 empty] | 2019-01-01 | 2019 | Q |  | Y | 15 | [8 empty] | False | Mechanical & Plumbing | 651
1867 | SBJ-Z5-Z5028-PLUM 28 | PLUM 28 | PLUM 28 | Mechanical & Plumbing | MECHANICAL & PLUMBING | OTHERS |  | Z5028 | SBJ-Z5-Z5028 |  |  | Z5028 | [5 empty] | 2019-01-01 | 2019 | Q |  | Y | 15 | [8 empty] | False | Mechanical & Plumbing | 652
1868 | SBJ-Z5-Z5027-PLUM 29 | PLUM 29 | PLUM 29 | Mechanical & Plumbing | MECHANICAL & PLUMBING | OTHERS |  | Z5027 | SBJ-Z5-Z5027 |  |  | Z5027 | [5 empty] | 2019-01-01 | 2019 | Q |  | Y | 15 | [8 empty] | False | Mechanical & Plumbing | 653
1869 | SBJ-Z5-Z5026-PLUM 30 | PLUM 30 | PLUM 30 | Mechanical & Plumbing | MECHANICAL & PLUMBING | OTHERS |  | Z5026 | SBJ-Z5-Z5026 |  |  | Z5026 | [5 empty] | 2019-01-01 | 2019 | Q |  | Y | 15 | [8 empty] | False | Mechanical & Plumbing | 654
1870 | SBJ-Z5-Z5025-PLUM 31 | PLUM 31 | PLUM 31 | Mechanical & Plumbing | MECHANICAL & PLUMBING | OTHERS |  | Z5025 | SBJ-Z5-Z5025 |  |  | Z5025 | [5 empty] | 2019-01-01 | 2019 | Q |  | Y | 15 | [8 empty] | False | Mechanical & Plumbing | 655
1871 | SBJ-Z5-Z5024-PLUM 32 | PLUM 32 | PLUM 32 | Mechanical & Plumbing | MECHANICAL & PLUMBING | OTHERS |  | Z5024 | SBJ-Z5-Z5024 |  |  | Z5024 | [5 empty] | 2019-01-01 | 2019 | Q |  | Y | 15 | [8 empty] | False | Mechanical & Plumbing | 656
1872 | SBJ-Z5-Z5023-PLUM 33 | PLUM 33 | PLUM 33 | Mechanical & Plumbing | MECHANICAL & PLUMBING | OTHERS |  | Z5023 | SBJ-Z5-Z5023 |  |  | Z5023 | [5 empty] | 2019-01-01 | 2019 | Q |  | Y | 15 | [8 empty] | False | Mechanical & Plumbing | 657
1873 | SBJ-Z5-Z5022-PLUM 34 | PLUM 34 | PLUM 34 | Mechanical & Plumbing | MECHANICAL & PLUMBING | OTHERS |  | Z5022 | SBJ-Z5-Z5022 |  |  | Z5022 | [5 empty] | 2019-01-01 | 2019 | Q |  | Y | 15 | [8 empty] | False | Mechanical & Plumbing | 658
1874 | SBJ-Z5-Z5021-PLUM 35 | PLUM 35 | PLUM 35 | Mechanical & Plumbing | MECHANICAL & PLUMBING | OTHERS |  | Z5021 | SBJ-Z5-Z5021 |  |  | Z5021 | [5 empty] | 2019-01-01 | 2019 | Q |  | Y | 15 | [8 empty] | False | Mechanical & Plumbing | 659
1875 | SBJ-Z5-Z5020-PLUM 36 | PLUM 36 | PLUM 36 | Mechanical & Plumbing | MECHANICAL & PLUMBING | OTHERS |  | Z5020 | SBJ-Z5-Z5020 |  |  | Z5020 | [5 empty] | 2019-01-01 | 2019 | Q |  | Y | 15 | [8 empty] | False | Mechanical & Plumbing | 660
1876 | SBJ-Z5-Z5019-PLUM 37 | PLUM 37 | PLUM 37 | Mechanical & Plumbing | MECHANICAL & PLUMBING | OTHERS |  | Z5019 | SBJ-Z5-Z5019 |  |  | Z5019 | [5 empty] | 2019-01-01 | 2019 | Q |  | Y | 15 | [8 empty] | False | Mechanical & Plumbing | 661
1877 | SBJ-Z5-Z5018-PLUM 38 | PLUM 38 | PLUM 38 | Mechanical & Plumbing | MECHANICAL & PLUMBING | OTHERS |  | Z5018 | SBJ-Z5-Z5018 |  |  | Z5018 | [5 empty] | 2019-01-01 | 2019 | Q |  | Y | 15 | [8 empty] | False | Mechanical & Plumbing | 662
1878 | SBJ-Z5-Z5017-PLUM 39 | PLUM 39 | PLUM 39 | Mechanical & Plumbing | MECHANICAL & PLUMBING | OTHERS |  | Z5017 | SBJ-Z5-Z5017 |  |  | Z5017 | [5 empty] | 2019-01-01 | 2019 | Q |  | Y | 15 | [8 empty] | False | Mechanical & Plumbing | 663
1879 | SBJ-Z5-Z5016-PLUM 40 | PLUM 40 | PLUM 40 | Mechanical & Plumbing | MECHANICAL & PLUMBING | OTHERS |  | Z5016 | SBJ-Z5-Z5016 |  |  | Z5016 | [5 empty] | 2019-01-01 | 2019 | Q |  | Y | 15 | [8 empty] | False | Mechanical & Plumbing | 664
1880 | SBJ-Z5-Z5015-PLUM 41 | PLUM 41 | PLUM 41 | Mechanical & Plumbing | MECHANICAL & PLUMBING | OTHERS |  | Z5015 | SBJ-Z5-Z5015 |  |  | Z5015 | [5 empty] | 2019-01-01 | 2019 | Q |  | Y | 15 | [8 empty] | False | Mechanical & Plumbing | 665
1881 | SBJ-Z5-Z5014-PLUM 42 | PLUM 42 | PLUM 42 | Mechanical & Plumbing | MECHANICAL & PLUMBING | OTHERS |  | Z5014 | SBJ-Z5-Z5014 |  |  | Z5014 | [5 empty] | 2019-01-01 | 2019 | Q |  | Y | 15 | [8 empty] | False | Mechanical & Plumbing | 666
1882 | SBJ-Z5-Z5013-PLUM 43 | PLUM 43 | PLUM 43 | Mechanical & Plumbing | MECHANICAL & PLUMBING | OTHERS |  | Z5013 | SBJ-Z5-Z5013 |  |  | Z5013 | [5 empty] | 2019-01-01 | 2019 | Q |  | Y | 15 | [8 empty] | False | Mechanical & Plumbing | 667
1883 | SBJ-Z5-Z5012-PLUM 44 | PLUM 44 | PLUM 44 | Mechanical & Plumbing | MECHANICAL & PLUMBING | OTHERS |  | Z5012 | SBJ-Z5-Z5012 |  |  | Z5012 | [5 empty] | 2019-01-01 | 2019 | Q |  | Y | 15 | [8 empty] | False | Mechanical & Plumbing | 668
1884 | SBJ-Z5-Z5011-PLUM 45 | PLUM 45 | PLUM 45 | Mechanical & Plumbing | MECHANICAL & PLUMBING | OTHERS |  | Z5011 | SBJ-Z5-Z5011 |  |  | Z5011 | [5 empty] | 2019-01-01 | 2019 | Q |  | Y | 15 | [8 empty] | False | Mechanical & Plumbing | 669
1885 | SBJ-Z5-Z5010-PLUM 46 | PLUM 46 | PLUM 46 | Mechanical & Plumbing | MECHANICAL & PLUMBING | OTHERS |  | Z5010 | SBJ-Z5-Z5010 |  |  | Z5010 | [5 empty] | 2019-01-01 | 2019 | Q |  | Y | 15 | [8 empty] | False | Mechanical & Plumbing | 670
1886 | SBJ-Z5-Z5009-PLUM 47 | PLUM 47 | PLUM 47 | Mechanical & Plumbing | MECHANICAL & PLUMBING | OTHERS |  | Z5009 | SBJ-Z5-Z5009 |  |  | Z5009 | [5 empty] | 2019-01-01 | 2019 | Q |  | Y | 15 | [8 empty] | False | Mechanical & Plumbing | 671
1887 | SBJ-Z5-Z5008-PLUM 48 | PLUM 48 | PLUM 48 | Mechanical & Plumbing | MECHANICAL & PLUMBING | OTHERS |  | Z5008 | SBJ-Z5-Z5008 |  |  | Z5008 | [5 empty] | 2019-01-01 | 2019 | Q |  | Y | 15 | [8 empty] | False | Mechanical & Plumbing | 672
1888 | SBJ-Z5-Z5007-PLUM 49 | PLUM 49 | PLUM 49 | Mechanical & Plumbing | MECHANICAL & PLUMBING | OTHERS |  | Z5007 | SBJ-Z5-Z5007 |  |  | Z5007 | [5 empty] | 2019-01-01 | 2019 | Q |  | Y | 15 | [8 empty] | False | Mechanical & Plumbing | 673
1889 | SBJ-Z5-Z5006-PLUM 50 | PLUM 50 | PLUM 50 | Mechanical & Plumbing | MECHANICAL & PLUMBING | OTHERS |  | Z5006 | SBJ-Z5-Z5006 |  |  | Z5006 | [5 empty] | 2019-01-01 | 2019 | Q |  | Y | 15 | [8 empty] | False | Mechanical & Plumbing | 674
1890 | SBJ-Z5-Z5005-PLUM 51 | PLUM 51 | PLUM 51 | Mechanical & Plumbing | MECHANICAL & PLUMBING | OTHERS |  | Z5005 | SBJ-Z5-Z5005 |  |  | Z5005 | [5 empty] | 2019-01-01 | 2019 | Q |  | Y | 15 | [8 empty] | False | Mechanical & Plumbing | 675
1891 | SBJ-Z5-Z5004-PLUM 52 | PLUM 52 | PLUM 52 | Mechanical & Plumbing | MECHANICAL & PLUMBING | OTHERS |  | Z5004 | SBJ-Z5-Z5004 |  |  | Z5004 | [5 empty] | 2019-01-01 | 2019 | Q |  | Y | 15 | [8 empty] | False | Mechanical & Plumbing | 676
1892 | SBJ-Z5-Z5003-PLUM 53 | PLUM 53 | PLUM 53 | Mechanical & Plumbing | MECHANICAL & PLUMBING | OTHERS |  | Z5003 | SBJ-Z5-Z5003 |  |  | Z5003 | [5 empty] | 2019-01-01 | 2019 | Q |  | Y | 15 | [8 empty] | False | Mechanical & Plumbing | 677
1893 | SBJ-Z5-Z5002-PLUM 54 | PLUM 54 | PLUM 54 | Mechanical & Plumbing | MECHANICAL & PLUMBING | OTHERS |  | Z5002 | SBJ-Z5-Z5002 |  |  | Z5002 | [5 empty] | 2019-01-01 | 2019 | Q |  | Y | 15 | [8 empty] | False | Mechanical & Plumbing | 678
1894 | SBJ-Z5-Z5001-PLUM 55 | PLUM 55 | PLUM 55 | Mechanical & Plumbing | MECHANICAL & PLUMBING | OTHERS |  | Z5001 | SBJ-Z5-Z5001 |  |  | Z5001 | [5 empty] | 2019-01-01 | 2019 | Q |  | Y | 15 | [8 empty] | False | Mechanical & Plumbing | 679
1895 | SBJ-Z3A-Z3075-6-PLUM 56 | PLUM 56 | PLUM 56 | Mechanical & Plumbing | MECHANICAL & PLUMBING | OTHERS |  | Z3075-6 | SBJ-Z3A-Z3075-6 |  |  | Z3075 | [5 empty] | 2019-01-01 | 2019 | Q |  | Y | 15 | [8 empty] | False | Mechanical & Plumbing | 680
1896 | SBJ-Z3A-Z3075-5-PLUM 57 | PLUM 57 | PLUM 57 | Mechanical & Plumbing | MECHANICAL & PLUMBING | OTHERS |  | Z3075-5 | SBJ-Z3A-Z3075-5 |  |  | Z3075 | [5 empty] | 2019-01-01 | 2019 | Q |  | Y | 15 | [8 empty] | False | Mechanical & Plumbing | 681
1897 | SBJ-Z3A-Z3075-4-PLUM 58 | PLUM 58 | PLUM 58 | Mechanical & Plumbing | MECHANICAL & PLUMBING | OTHERS |  | Z3075-4 | SBJ-Z3A-Z3075-4 |  |  | Z3075 | [5 empty] | 2019-01-01 | 2019 | Q |  | Y | 15 | [8 empty] | False | Mechanical & Plumbing | 682
1898 | SBJ-Z3A-Z3075-3-PLUM 59 | PLUM 59 | PLUM 59 | Mechanical & Plumbing | MECHANICAL & PLUMBING | OTHERS |  | Z3075-3 | SBJ-Z3A-Z3075-3 |  |  | Z3075 | [5 empty] | 2019-01-01 | 2019 | Q |  | Y | 15 | [8 empty] | False | Mechanical & Plumbing | 683
1899 | SBJ-Z3A-Z3075-2-PLUM 60 | PLUM 60 | PLUM 60 | Mechanical & Plumbing | MECHANICAL & PLUMBING | OTHERS |  | Z3075-2 | SBJ-Z3A-Z3075-2 |  |  | Z3075 | [5 empty] | 2019-01-01 | 2019 | Q |  | Y | 15 | [8 empty] | False | Mechanical & Plumbing | 684
1900 | SBJ-Z3A-Z3075-1-PLUM 61 | PLUM 61 | PLUM 61 | Mechanical & Plumbing | MECHANICAL & PLUMBING | OTHERS |  | Z3075-1 | SBJ-Z3A-Z3075-1 |  |  | Z3075 | [5 empty] | 2019-01-01 | 2019 | Q |  | Y | 15 | [8 empty] | False | Mechanical & Plumbing | 685
1901 | SBJ-Z3A-Z3074-6-PLUM 62 | PLUM 62 | PLUM 62 | Mechanical & Plumbing | MECHANICAL & PLUMBING | OTHERS |  | Z3074-6 | SBJ-Z3A-Z3074-6 |  |  | Z3074 | [5 empty] | 2019-01-01 | 2019 | Q |  | Y | 15 | [8 empty] | False | Mechanical & Plumbing | 686
1902 | SBJ-Z3A-Z3074-5-PLUM 63 | PLUM 63 | PLUM 63 | Mechanical & Plumbing | MECHANICAL & PLUMBING | OTHERS |  | Z3074-5 | SBJ-Z3A-Z3074-5 |  |  | Z3074 | [5 empty] | 2019-01-01 | 2019 | Q |  | Y | 15 | [8 empty] | False | Mechanical & Plumbing | 687
1903 | SBJ-Z3A-Z3074-4-PLUM 64 | PLUM 64 | PLUM 64 | Mechanical & Plumbing | MECHANICAL & PLUMBING | OTHERS |  | Z3074-4 | SBJ-Z3A-Z3074-4 |  |  | Z3074 | [5 empty] | 2019-01-01 | 2019 | Q |  | Y | 15 | [8 empty] | False | Mechanical & Plumbing | 688
1904 | SBJ-Z3A-Z3074-3-PLUM 65 | PLUM 65 | PLUM 65 | Mechanical & Plumbing | MECHANICAL & PLUMBING | OTHERS |  | Z3074-3 | SBJ-Z3A-Z3074-3 |  |  | Z3074 | [5 empty] | 2019-01-01 | 2019 | Q |  | Y | 15 | [8 empty] | False | Mechanical & Plumbing | 689
1905 | SBJ-Z3A-Z3074-2-PLUM 66 | PLUM 66 | PLUM 66 | Mechanical & Plumbing | MECHANICAL & PLUMBING | OTHERS |  | Z3074-2 | SBJ-Z3A-Z3074-2 |  |  | Z3074 | [5 empty] | 2019-01-01 | 2019 | Q |  | Y | 15 | [8 empty] | False | Mechanical & Plumbing | 690
1906 | SBJ-Z3A-Z3074-1-PLUM 67 | PLUM 67 | PLUM 67 | Mechanical & Plumbing | MECHANICAL & PLUMBING | OTHERS |  | Z3074-1 | SBJ-Z3A-Z3074-1 |  |  | Z3074 | [5 empty] | 2019-01-01 | 2019 | Q |  | Y | 15 | [8 empty] | False | Mechanical & Plumbing | 691
1907 | SBJ-Z3B-Z3062-6-PLUM 68 | PLUM 68 | PLUM 68 | Mechanical & Plumbing | MECHANICAL & PLUMBING | OTHERS |  | Z3062-6 | SBJ-Z3B-Z3062-6 |  |  | Z3062 | [5 empty] | 2019-01-01 | 2019 | Q |  | Y | 15 | [8 empty] | False | Mechanical & Plumbing | 692
1908 | SBJ-Z3B-Z3062-5-PLUM 69 | PLUM 69 | PLUM 69 | Mechanical & Plumbing | MECHANICAL & PLUMBING | OTHERS |  | Z3062-5 | SBJ-Z3B-Z3062-5 |  |  | Z3062 | [5 empty] | 2019-01-01 | 2019 | Q |  | Y | 15 | [8 empty] | False | Mechanical & Plumbing | 693
1909 | SBJ-Z3B-Z3062-4-PLUM 70 | PLUM 70 | PLUM 70 | Mechanical & Plumbing | MECHANICAL & PLUMBING | OTHERS |  | Z3062-4 | SBJ-Z3B-Z3062-4 |  |  | Z3062 | [5 empty] | 2019-01-01 | 2019 | Q |  | Y | 15 | [8 empty] | False | Mechanical & Plumbing | 694
1910 | SBJ-Z3B-Z3062-3-PLUM 71 | PLUM 71 | PLUM 71 | Mechanical & Plumbing | MECHANICAL & PLUMBING | OTHERS |  | Z3062-3 | SBJ-Z3B-Z3062-3 |  |  | Z3062 | [5 empty] | 2019-01-01 | 2019 | Q |  | Y | 15 | [8 empty] | False | Mechanical & Plumbing | 695
1911 | SBJ-Z3B-Z3062-2-PLUM 72 | PLUM 72 | PLUM 72 | Mechanical & Plumbing | MECHANICAL & PLUMBING | OTHERS |  | Z3062-2 | SBJ-Z3B-Z3062-2 |  |  | Z3062 | [5 empty] | 2019-01-01 | 2019 | Q |  | Y | 15 | [8 empty] | False | Mechanical & Plumbing | 696
1912 | SBJ-Z3B-Z3062-1-PLUM 73 | PLUM 73 | PLUM 73 | Mechanical & Plumbing | MECHANICAL & PLUMBING | OTHERS |  | Z3062-1 | SBJ-Z3B-Z3062-1 |  |  | Z3062 | [5 empty] | 2019-01-01 | 2019 | Q |  | Y | 15 | [8 empty] | False | Mechanical & Plumbing | 697
1913 | SBJ-Z3B-Z3061-6-PLUM 74 | PLUM 74 | PLUM 74 | Mechanical & Plumbing | MECHANICAL & PLUMBING | OTHERS |  | Z3061-6 | SBJ-Z3B-Z3061-6 |  |  | Z3061 | [5 empty] | 2019-01-01 | 2019 | Q |  | Y | 15 | [8 empty] | False | Mechanical & Plumbing | 698
1914 | SBJ-Z3B-Z3061-5-PLUM 75 | PLUM 75 | PLUM 75 | Mechanical & Plumbing | MECHANICAL & PLUMBING | OTHERS |  | Z3061-5 | SBJ-Z3B-Z3061-5 |  |  | Z3061 | [5 empty] | 2019-01-01 | 2019 | Q |  | Y | 15 | [8 empty] | False | Mechanical & Plumbing | 699
1915 | SBJ-Z3B-Z3061-4B-PLUM 76 | PLUM 76 | PLUM 76 | Mechanical & Plumbing | MECHANICAL & PLUMBING | OTHERS |  | Z3061-4B | SBJ-Z3B-Z3061-4B |  |  | Z3061 | [5 empty] | 2019-01-01 | 2019 | Q |  | Y | 15 | [8 empty] | False | Mechanical & Plumbing | 700
1916 | SBJ-Z3B-Z3061-4A-PLUM 77 | PLUM 77 | PLUM 77 | Mechanical & Plumbing | MECHANICAL & PLUMBING | OTHERS |  | Z3061-4A | SBJ-Z3B-Z3061-4A |  |  | Z3061 | [5 empty] | 2019-01-01 | 2019 | Q |  | Y | 15 | [8 empty] | False | Mechanical & Plumbing | 701
1917 | SBJ-Z3B-Z3061-3B-PLUM 78 | PLUM 78 | PLUM 78 | Mechanical & Plumbing | MECHANICAL & PLUMBING | OTHERS |  | Z3061-3B | SBJ-Z3B-Z3061-3B |  |  | Z3061 | [5 empty] | 2019-01-01 | 2019 | Q |  | Y | 15 | [8 empty] | False | Mechanical & Plumbing | 702
1918 | SBJ-Z3B-Z3061-3A-PLUM 79 | PLUM 79 | PLUM 79 | Mechanical & Plumbing | MECHANICAL & PLUMBING | OTHERS |  | Z3061-3A | SBJ-Z3B-Z3061-3A |  |  | Z3061 | [5 empty] | 2019-01-01 | 2019 | Q |  | Y | 15 | [8 empty] | False | Mechanical & Plumbing | 703
1919 | SBJ-Z3B-Z3061-2B-PLUM 80 | PLUM 80 | PLUM 80 | Mechanical & Plumbing | MECHANICAL & PLUMBING | OTHERS |  | Z3061-2B | SBJ-Z3B-Z3061-2B |  |  | Z3061 | [5 empty] | 2019-01-01 | 2019 | Q |  | Y | 15 | [8 empty] | False | Mechanical & Plumbing | 704
1920 | SBJ-Z3B-Z3061-2A-PLUM 81 | PLUM 81 | PLUM 81 | Mechanical & Plumbing | MECHANICAL & PLUMBING | OTHERS |  | Z3061-2A | SBJ-Z3B-Z3061-2A |  |  | Z3061 | [5 empty] | 2019-01-01 | 2019 | Q |  | Y | 15 | [8 empty] | False | Mechanical & Plumbing | 705
1921 | SBJ-Z3B-Z3061-1B-PLUM 82 | PLUM 82 | PLUM 82 | Mechanical & Plumbing | MECHANICAL & PLUMBING | OTHERS |  | Z3061-1B | SBJ-Z3B-Z3061-1B |  |  | Z3061 | [5 empty] | 2019-01-01 | 2019 | Q |  | Y | 15 | [8 empty] | False | Mechanical & Plumbing | 706
1922 | SBJ-Z3B-Z3061-1A-PLUM 83 | PLUM 83 | PLUM 83 | Mechanical & Plumbing | MECHANICAL & PLUMBING | OTHERS |  | Z3061-1A | SBJ-Z3B-Z3061-1A |  |  | Z3061 | [5 empty] | 2019-01-01 | 2019 | Q |  | Y | 15 | [8 empty] | False | Mechanical & Plumbing | 707
1923 | SBJ-Z3B-Z3060-6-PLUM 84 | PLUM 84 | PLUM 84 | Mechanical & Plumbing | MECHANICAL & PLUMBING | OTHERS |  | Z3060-6 | SBJ-Z3B-Z3060-6 |  |  | Z3060 | [5 empty] | 2019-01-01 | 2019 | Q |  | Y | 15 | [8 empty] | False | Mechanical & Plumbing | 708
1924 | SBJ-Z3B-Z3060-5-PLUM 85 | PLUM 85 | PLUM 85 | Mechanical & Plumbing | MECHANICAL & PLUMBING | OTHERS |  | Z3060-5 | SBJ-Z3B-Z3060-5 |  |  | Z3060 | [5 empty] | 2019-01-01 | 2019 | Q |  | Y | 15 | [8 empty] | False | Mechanical & Plumbing | 709
1925 | SBJ-Z3B-Z3060-4B-PLUM 86 | PLUM 86 | PLUM 86 | Mechanical & Plumbing | MECHANICAL & PLUMBING | OTHERS |  | Z3060-4B | SBJ-Z3B-Z3060-4B |  |  | Z3060 | [5 empty] | 2019-01-01 | 2019 | Q |  | Y | 15 | [8 empty] | False | Mechanical & Plumbing | 710
1926 | SBJ-Z3B-Z3060-4A-PLUM 87 | PLUM 87 | PLUM 87 | Mechanical & Plumbing | MECHANICAL & PLUMBING | OTHERS |  | Z3060-4A | SBJ-Z3B-Z3060-4A |  |  | Z3060 | [5 empty] | 2019-01-01 | 2019 | Q |  | Y | 15 | [8 empty] | False | Mechanical & Plumbing | 711
1927 | SBJ-Z3B-Z3060-3B-PLUM 88 | PLUM 88 | PLUM 88 | Mechanical & Plumbing | MECHANICAL & PLUMBING | OTHERS |  | Z3060-3B | SBJ-Z3B-Z3060-3B |  |  | Z3060 | [5 empty] | 2019-01-01 | 2019 | Q |  | Y | 15 | [8 empty] | False | Mechanical & Plumbing | 712
1928 | SBJ-Z3B-Z3060-3A-PLUM 89 | PLUM 89 | PLUM 89 | Mechanical & Plumbing | MECHANICAL & PLUMBING | OTHERS |  | Z3060-3A | SBJ-Z3B-Z3060-3A |  |  | Z3060 | [5 empty] | 2019-01-01 | 2019 | Q |  | Y | 15 | [8 empty] | False | Mechanical & Plumbing | 713
1929 | SBJ-Z3B-Z3060-2B-PLUM 90 | PLUM 90 | PLUM 90 | Mechanical & Plumbing | MECHANICAL & PLUMBING | OTHERS |  | Z3060-2B | SBJ-Z3B-Z3060-2B |  |  | Z3060 | [5 empty] | 2019-01-01 | 2019 | Q |  | Y | 15 | [8 empty] | False | Mechanical & Plumbing | 714
1930 | SBJ-Z3B-Z3060-2A-PLUM 91 | PLUM 91 | PLUM 91 | Mechanical & Plumbing | MECHANICAL & PLUMBING | OTHERS |  | Z3060-2A | SBJ-Z3B-Z3060-2A |  |  | Z3060 | [5 empty] | 2019-01-01 | 2019 | Q |  | Y | 15 | [8 empty] | False | Mechanical & Plumbing | 715
1931 | SBJ-Z3B-Z3060-1B-PLUM 92 | PLUM 92 | PLUM 92 | Mechanical & Plumbing | MECHANICAL & PLUMBING | OTHERS |  | Z3060-1B | SBJ-Z3B-Z3060-1B |  |  | Z3060 | [5 empty] | 2019-01-01 | 2019 | Q |  | Y | 15 | [8 empty] | False | Mechanical & Plumbing | 716
1932 | SBJ-Z3B-Z3060-1A-PLUM 93 | PLUM 93 | PLUM 93 | Mechanical & Plumbing | MECHANICAL & PLUMBING | OTHERS |  | Z3060-1A | SBJ-Z3B-Z3060-1A |  |  | Z3060 | [5 empty] | 2019-01-01 | 2019 | Q |  | Y | 15 | [8 empty] | False | Mechanical & Plumbing | 717
1933 | SBJ-Z3B-Z3059-6-PLUM 94 | PLUM 94 | PLUM 94 | Mechanical & Plumbing | MECHANICAL & PLUMBING | OTHERS |  | Z3059-6 | SBJ-Z3B-Z3059-6 |  |  | Z3059 | [5 empty] | 2019-01-01 | 2019 | Q |  | Y | 15 | [8 empty] | False | Mechanical & Plumbing | 718
1934 | SBJ-Z3B-Z3059-5-PLUM 95 | PLUM 95 | PLUM 95 | Mechanical & Plumbing | MECHANICAL & PLUMBING | OTHERS |  | Z3059-5 | SBJ-Z3B-Z3059-5 |  |  | Z3059 | [5 empty] | 2019-01-01 | 2019 | Q |  | Y | 15 | [8 empty] | False | Mechanical & Plumbing | 719
1935 | SBJ-Z3B-Z3059-4B-PLUM 96 | PLUM 96 | PLUM 96 | Mechanical & Plumbing | MECHANICAL & PLUMBING | OTHERS |  | Z3059-4B | SBJ-Z3B-Z3059-4B |  |  | Z3059 | [5 empty] | 2019-01-01 | 2019 | Q |  | Y | 15 | [8 empty] | False | Mechanical & Plumbing | 720
1936 | SBJ-Z3B-Z3059-4A-PLUM 97 | PLUM 97 | PLUM 97 | Mechanical & Plumbing | MECHANICAL & PLUMBING | OTHERS |  | Z3059-4A | SBJ-Z3B-Z3059-4A |  |  | Z3059 | [5 empty] | 2019-01-01 | 2019 | Q |  | Y | 15 | [8 empty] | False | Mechanical & Plumbing | 721
1937 | SBJ-Z3B-Z3059-3B-PLUM 98 | PLUM 98 | PLUM 98 | Mechanical & Plumbing | MECHANICAL & PLUMBING | OTHERS |  | Z3059-3B | SBJ-Z3B-Z3059-3B |  |  | Z3059 | [5 empty] | 2019-01-01 | 2019 | Q |  | Y | 15 | [8 empty] | False | Mechanical & Plumbing | 722
1938 | SBJ-Z3B-Z3059-3A-PLUM 99 | PLUM 99 | PLUM 99 | Mechanical & Plumbing | MECHANICAL & PLUMBING | OTHERS |  | Z3059-3A | SBJ-Z3B-Z3059-3A |  |  | Z3059 | [5 empty] | 2019-01-01 | 2019 | Q |  | Y | 15 | [8 empty] | False | Mechanical & Plumbing | 723
1939 | SBJ-Z3B-Z3059-2B-PLUM 100 | PLUM 100 | PLUM 100 | Mechanical & Plumbing | MECHANICAL & PLUMBING | OTHERS |  | Z3059-2B | SBJ-Z3B-Z3059-2B |  |  | Z3059 | [5 empty] | 2019-01-01 | 2019 | Q |  | Y | 15 | [8 empty] | False | Mechanical & Plumbing | 724
1940 | SBJ-Z3B-Z3059-2A-PLUM 101 | PLUM 101 | PLUM 101 | Mechanical & Plumbing | MECHANICAL & PLUMBING | OTHERS |  | Z3059-2A | SBJ-Z3B-Z3059-2A |  |  | Z3059 | [5 empty] | 2019-01-01 | 2019 | Q |  | Y | 15 | [8 empty] | False | Mechanical & Plumbing | 725
1941 | SBJ-Z3B-Z3059-1B-PLUM 102 | PLUM 102 | PLUM 102 | Mechanical & Plumbing | MECHANICAL & PLUMBING | OTHERS |  | Z3059-1B | SBJ-Z3B-Z3059-1B |  |  | Z3059 | [5 empty] | 2019-01-01 | 2019 | Q |  | Y | 15 | [8 empty] | False | Mechanical & Plumbing | 726
1942 | SBJ-Z3B-Z3059-1A-PLUM 103 | PLUM 103 | PLUM 103 | Mechanical & Plumbing | MECHANICAL & PLUMBING | OTHERS |  | Z3059-1A | SBJ-Z3B-Z3059-1A |  |  | Z3059 | [5 empty] | 2019-01-01 | 2019 | Q |  | Y | 15 | [8 empty] | False | Mechanical & Plumbing | 727
1943 | SBJ-Z3B-Z3058-6-PLUM 104 | PLUM 104 | PLUM 104 | Mechanical & Plumbing | MECHANICAL & PLUMBING | OTHERS |  | Z3058-6 | SBJ-Z3B-Z3058-6 |  |  | Z3058 | [5 empty] | 2019-01-01 | 2019 | Q |  | Y | 15 | [8 empty] | False | Mechanical & Plumbing | 728
1944 | SBJ-Z3B-Z3058-5-PLUM 105 | PLUM 105 | PLUM 105 | Mechanical & Plumbing | MECHANICAL & PLUMBING | OTHERS |  | Z3058-5 | SBJ-Z3B-Z3058-5 |  |  | Z3058 | [5 empty] | 2019-01-01 | 2019 | Q |  | Y | 15 | [8 empty] | False | Mechanical & Plumbing | 729
1945 | SBJ-Z3B-Z3058-4B-PLUM 106 | PLUM 106 | PLUM 106 | Mechanical & Plumbing | MECHANICAL & PLUMBING | OTHERS |  | Z3058-4B | SBJ-Z3B-Z3058-4B |  |  | Z3058 | [5 empty] | 2019-01-01 | 2019 | Q |  | Y | 15 | [8 empty] | False | Mechanical & Plumbing | 730
1946 | SBJ-Z3B-Z3058-4A-PLUM 107 | PLUM 107 | PLUM 107 | Mechanical & Plumbing | MECHANICAL & PLUMBING | OTHERS |  | Z3058-4A | SBJ-Z3B-Z3058-4A |  |  | Z3058 | [5 empty] | 2019-01-01 | 2019 | Q |  | Y | 15 | [8 empty] | False | Mechanical & Plumbing | 731
1947 | SBJ-Z3B-Z3058-3B-PLUM 108 | PLUM 108 | PLUM 108 | Mechanical & Plumbing | MECHANICAL & PLUMBING | OTHERS |  | Z3058-3B | SBJ-Z3B-Z3058-3B |  |  | Z3058 | [5 empty] | 2019-01-01 | 2019 | Q |  | Y | 15 | [8 empty] | False | Mechanical & Plumbing | 732
1948 | SBJ-Z3B-Z3058-3A-PLUM 109 | PLUM 109 | PLUM 109 | Mechanical & Plumbing | MECHANICAL & PLUMBING | OTHERS |  | Z3058-3A | SBJ-Z3B-Z3058-3A |  |  | Z3058 | [5 empty] | 2019-01-01 | 2019 | Q |  | Y | 15 | [8 empty] | False | Mechanical & Plumbing | 733
1949 | SBJ-Z3B-Z3058-2B-PLUM 110 | PLUM 110 | PLUM 110 | Mechanical & Plumbing | MECHANICAL & PLUMBING | OTHERS |  | Z3058-2B | SBJ-Z3B-Z3058-2B |  |  | Z3058 | [5 empty] | 2019-01-01 | 2019 | Q |  | Y | 15 | [8 empty] | False | Mechanical & Plumbing | 734
1950 | SBJ-Z3B-Z3058-2A-PLUM 111 | PLUM 111 | PLUM 111 | Mechanical & Plumbing | MECHANICAL & PLUMBING | OTHERS |  | Z3058-2A | SBJ-Z3B-Z3058-2A |  |  | Z3058 | [5 empty] | 2019-01-01 | 2019 | Q |  | Y | 15 | [8 empty] | False | Mechanical & Plumbing | 735
1951 | SBJ-Z3B-Z3058-1B-PLUM 112 | PLUM 112 | PLUM 112 | Mechanical & Plumbing | MECHANICAL & PLUMBING | OTHERS |  | Z3058-1B | SBJ-Z3B-Z3058-1B |  |  | Z3058 | [5 empty] | 2019-01-01 | 2019 | Q |  | Y | 15 | [8 empty] | False | Mechanical & Plumbing | 736
1952 | SBJ-Z3B-Z3058-1A-PLUM 113 | PLUM 113 | PLUM 113 | Mechanical & Plumbing | MECHANICAL & PLUMBING | OTHERS |  | Z3058-1A | SBJ-Z3B-Z3058-1A |  |  | Z3058 | [5 empty] | 2019-01-01 | 2019 | Q |  | Y | 15 | [8 empty] | False | Mechanical & Plumbing | 737
1953 | SBJ-Z3B-Z3057-6-PLUM 114 | PLUM 114 | PLUM 114 | Mechanical & Plumbing | MECHANICAL & PLUMBING | OTHERS |  | Z3057-6 | SBJ-Z3B-Z3057-6 |  |  | Z3057 | [5 empty] | 2019-01-01 | 2019 | Q |  | Y | 15 | [8 empty] | False | Mechanical & Plumbing | 738
1954 | SBJ-Z3B-Z3057-5-PLUM 115 | PLUM 115 | PLUM 115 | Mechanical & Plumbing | MECHANICAL & PLUMBING | OTHERS |  | Z3057-5 | SBJ-Z3B-Z3057-5 |  |  | Z3057 | [5 empty] | 2019-01-01 | 2019 | Q |  | Y | 15 | [8 empty] | False | Mechanical & Plumbing | 739
1955 | SBJ-Z3B-Z3057-4B-PLUM 116 | PLUM 116 | PLUM 116 | Mechanical & Plumbing | MECHANICAL & PLUMBING | OTHERS |  | Z3057-4B | SBJ-Z3B-Z3057-4B |  |  | Z3057 | [5 empty] | 2019-01-01 | 2019 | Q |  | Y | 15 | [8 empty] | False | Mechanical & Plumbing | 740
1956 | SBJ-Z3B-Z3057-4A-PLUM 117 | PLUM 117 | PLUM 117 | Mechanical & Plumbing | MECHANICAL & PLUMBING | OTHERS |  | Z3057-4A | SBJ-Z3B-Z3057-4A |  |  | Z3057 | [5 empty] | 2019-01-01 | 2019 | Q |  | Y | 15 | [8 empty] | False | Mechanical & Plumbing | 741
1957 | SBJ-Z3B-Z3057-3B-PLUM 118 | PLUM 118 | PLUM 118 | Mechanical & Plumbing | MECHANICAL & PLUMBING | OTHERS |  | Z3057-3B | SBJ-Z3B-Z3057-3B |  |  | Z3057 | [5 empty] | 2019-01-01 | 2019 | Q |  | Y | 15 | [8 empty] | False | Mechanical & Plumbing | 742
1958 | SBJ-Z3B-Z3057-3A-PLUM 119 | PLUM 119 | PLUM 119 | Mechanical & Plumbing | MECHANICAL & PLUMBING | OTHERS |  | Z3057-3A | SBJ-Z3B-Z3057-3A |  |  | Z3057 | [5 empty] | 2019-01-01 | 2019 | Q |  | Y | 15 | [8 empty] | False | Mechanical & Plumbing | 743
1959 | SBJ-Z3B-Z3057-2B-PLUM 120 | PLUM 120 | PLUM 120 | Mechanical & Plumbing | MECHANICAL & PLUMBING | OTHERS |  | Z3057-2B | SBJ-Z3B-Z3057-2B |  |  | Z3057 | [5 empty] | 2019-01-01 | 2019 | Q |  | Y | 15 | [8 empty] | False | Mechanical & Plumbing | 744
1960 | SBJ-Z3B-Z3057-2A-PLUM 121 | PLUM 121 | PLUM 121 | Mechanical & Plumbing | MECHANICAL & PLUMBING | OTHERS |  | Z3057-2A | SBJ-Z3B-Z3057-2A |  |  | Z3057 | [5 empty] | 2019-01-01 | 2019 | Q |  | Y | 15 | [8 empty] | False | Mechanical & Plumbing | 745
1961 | SBJ-Z3B-Z3057-1B-PLUM 122 | PLUM 122 | PLUM 122 | Mechanical & Plumbing | MECHANICAL & PLUMBING | OTHERS |  | Z3057-1B | SBJ-Z3B-Z3057-1B |  |  | Z3057 | [5 empty] | 2019-01-01 | 2019 | Q |  | Y | 15 | [8 empty] | False | Mechanical & Plumbing | 746
1962 | SBJ-Z3B-Z3057-1A-PLUM 123 | PLUM 123 | PLUM 123 | Mechanical & Plumbing | MECHANICAL & PLUMBING | OTHERS |  | Z3057-1A | SBJ-Z3B-Z3057-1A |  |  | Z3057 | [5 empty] | 2019-01-01 | 2019 | Q |  | Y | 15 | [8 empty] | False | Mechanical & Plumbing | 747
1963 | SBJ-Z3B-Z3056-6-PLUM 124 | PLUM 124 | PLUM 124 | Mechanical & Plumbing | MECHANICAL & PLUMBING | OTHERS |  | Z3056-6 | SBJ-Z3B-Z3056-6 |  |  | Z3056 | [5 empty] | 2019-01-01 | 2019 | Q |  | Y | 15 | [8 empty] | False | Mechanical & Plumbing | 748
1964 | SBJ-Z3B-Z3056-5-PLUM 125 | PLUM 125 | PLUM 125 | Mechanical & Plumbing | MECHANICAL & PLUMBING | OTHERS |  | Z3056-5 | SBJ-Z3B-Z3056-5 |  |  | Z3056 | [5 empty] | 2019-01-01 | 2019 | Q |  | Y | 15 | [8 empty] | False | Mechanical & Plumbing | 749
1965 | SBJ-Z3B-Z3056-4B-PLUM 126 | PLUM 126 | PLUM 126 | Mechanical & Plumbing | MECHANICAL & PLUMBING | OTHERS |  | Z3056-4B | SBJ-Z3B-Z3056-4B |  |  | Z3056 | [5 empty] | 2019-01-01 | 2019 | Q |  | Y | 15 | [8 empty] | False | Mechanical & Plumbing | 750
1966 | SBJ-Z3B-Z3056-4A-PLUM 127 | PLUM 127 | PLUM 127 | Mechanical & Plumbing | MECHANICAL & PLUMBING | OTHERS |  | Z3056-4A | SBJ-Z3B-Z3056-4A |  |  | Z3056 | [5 empty] | 2019-01-01 | 2019 | Q |  | Y | 15 | [8 empty] | False | Mechanical & Plumbing | 751
1967 | SBJ-Z3B-Z3056-3B-PLUM 128 | PLUM 128 | PLUM 128 | Mechanical & Plumbing | MECHANICAL & PLUMBING | OTHERS |  | Z3056-3B | SBJ-Z3B-Z3056-3B |  |  | Z3056 | [5 empty] | 2019-01-01 | 2019 | Q |  | Y | 15 | [8 empty] | False | Mechanical & Plumbing | 752
1968 | SBJ-Z3B-Z3056-3A-PLUM 129 | PLUM 129 | PLUM 129 | Mechanical & Plumbing | MECHANICAL & PLUMBING | OTHERS |  | Z3056-3A | SBJ-Z3B-Z3056-3A |  |  | Z3056 | [5 empty] | 2019-01-01 | 2019 | Q |  | Y | 15 | [8 empty] | False | Mechanical & Plumbing | 753
1969 | SBJ-Z3B-Z3056-2B-PLUM 130 | PLUM 130 | PLUM 130 | Mechanical & Plumbing | MECHANICAL & PLUMBING | OTHERS |  | Z3056-2B | SBJ-Z3B-Z3056-2B |  |  | Z3056 | [5 empty] | 2019-01-01 | 2019 | Q |  | Y | 15 | [8 empty] | False | Mechanical & Plumbing | 754
1970 | SBJ-Z3B-Z3056-2A-PLUM 131 | PLUM 131 | PLUM 131 | Mechanical & Plumbing | MECHANICAL & PLUMBING | OTHERS |  | Z3056-2A | SBJ-Z3B-Z3056-2A |  |  | Z3056 | [5 empty] | 2019-01-01 | 2019 | Q |  | Y | 15 | [8 empty] | False | Mechanical & Plumbing | 755
1971 | SBJ-Z3B-Z3056-1B-PLUM 132 | PLUM 132 | PLUM 132 | Mechanical & Plumbing | MECHANICAL & PLUMBING | OTHERS |  | Z3056-1B | SBJ-Z3B-Z3056-1B |  |  | Z3056 | [5 empty] | 2019-01-01 | 2019 | Q |  | Y | 15 | [8 empty] | False | Mechanical & Plumbing | 756
1972 | SBJ-Z3B-Z3056-1A-PLUM 133 | PLUM 133 | PLUM 133 | Mechanical & Plumbing | MECHANICAL & PLUMBING | OTHERS |  | Z3056-1A | SBJ-Z3B-Z3056-1A |  |  | Z3056 | [5 empty] | 2019-01-01 | 2019 | Q |  | Y | 15 | [8 empty] | False | Mechanical & Plumbing | 757
1973 | SBJ-Z3B-Z3055-6-PLUM 134 | PLUM 134 | PLUM 134 | Mechanical & Plumbing | MECHANICAL & PLUMBING | OTHERS |  | Z3055-6 | SBJ-Z3B-Z3055-6 |  |  | Z3055 | [5 empty] | 2019-01-01 | 2019 | Q |  | Y | 15 | [8 empty] | False | Mechanical & Plumbing | 758
1974 | SBJ-Z3B-Z3055-5-PLUM 135 | PLUM 135 | PLUM 135 | Mechanical & Plumbing | MECHANICAL & PLUMBING | OTHERS |  | Z3055-5 | SBJ-Z3B-Z3055-5 |  |  | Z3055 | [5 empty] | 2019-01-01 | 2019 | Q |  | Y | 15 | [8 empty] | False | Mechanical & Plumbing | 759
1975 | SBJ-Z3B-Z3055-4B-PLUM 136 | PLUM 136 | PLUM 136 | Mechanical & Plumbing | MECHANICAL & PLUMBING | OTHERS |  | Z3055-4B | SBJ-Z3B-Z3055-4B |  |  | Z3055 | [5 empty] | 2019-01-01 | 2019 | Q |  | Y | 15 | [8 empty] | False | Mechanical & Plumbing | 760
1976 | SBJ-Z3B-Z3055-4A-PLUM 137 | PLUM 137 | PLUM 137 | Mechanical & Plumbing | MECHANICAL & PLUMBING | OTHERS |  | Z3055-4A | SBJ-Z3B-Z3055-4A |  |  | Z3055 | [5 empty] | 2019-01-01 | 2019 | Q |  | Y | 15 | [8 empty] | False | Mechanical & Plumbing | 761
1977 | SBJ-Z3B-Z3055-3B-PLUM 138 | PLUM 138 | PLUM 138 | Mechanical & Plumbing | MECHANICAL & PLUMBING | OTHERS |  | Z3055-3B | SBJ-Z3B-Z3055-3B |  |  | Z3055 | [5 empty] | 2019-01-01 | 2019 | Q |  | Y | 15 | [8 empty] | False | Mechanical & Plumbing | 762
1978 | SBJ-Z3B-Z3055-3A-PLUM 139 | PLUM 139 | PLUM 139 | Mechanical & Plumbing | MECHANICAL & PLUMBING | OTHERS |  | Z3055-3A | SBJ-Z3B-Z3055-3A |  |  | Z3055 | [5 empty] | 2019-01-01 | 2019 | Q |  | Y | 15 | [8 empty] | False | Mechanical & Plumbing | 763
1979 | SBJ-Z3B-Z3055-2B-PLUM 140 | PLUM 140 | PLUM 140 | Mechanical & Plumbing | MECHANICAL & PLUMBING | OTHERS |  | Z3055-2B | SBJ-Z3B-Z3055-2B |  |  | Z3055 | [5 empty] | 2019-01-01 | 2019 | Q |  | Y | 15 | [8 empty] | False | Mechanical & Plumbing | 764
1980 | SBJ-Z3B-Z3055-2A-PLUM 141 | PLUM 141 | PLUM 141 | Mechanical & Plumbing | MECHANICAL & PLUMBING | OTHERS |  | Z3055-2A | SBJ-Z3B-Z3055-2A |  |  | Z3055 | [5 empty] | 2019-01-01 | 2019 | Q |  | Y | 15 | [8 empty] | False | Mechanical & Plumbing | 765
1981 | SBJ-Z3B-Z3055-1B-PLUM 142 | PLUM 142 | PLUM 142 | Mechanical & Plumbing | MECHANICAL & PLUMBING | OTHERS |  | Z3055-1B | SBJ-Z3B-Z3055-1B |  |  | Z3055 | [5 empty] | 2019-01-01 | 2019 | Q |  | Y | 15 | [8 empty] | False | Mechanical & Plumbing | 766
1982 | SBJ-Z3B-Z3055-1A-PLUM 143 | PLUM 143 | PLUM 143 | Mechanical & Plumbing | MECHANICAL & PLUMBING | OTHERS |  | Z3055-1A | SBJ-Z3B-Z3055-1A |  |  | Z3055 | [5 empty] | 2019-01-01 | 2019 | Q |  | Y | 15 | [8 empty] | False | Mechanical & Plumbing | 767
1983 | SBJ-Z3B-Z3054-6-PLUM 144 | PLUM 144 | PLUM 144 | Mechanical & Plumbing | MECHANICAL & PLUMBING | OTHERS |  | Z3054-6 | SBJ-Z3B-Z3054-6 |  |  | Z3054 | [5 empty] | 2019-01-01 | 2019 | Q |  | Y | 15 | [8 empty] | False | Mechanical & Plumbing | 768
1984 | SBJ-Z3B-Z3054-5-PLUM 145 | PLUM 145 | PLUM 145 | Mechanical & Plumbing | MECHANICAL & PLUMBING | OTHERS |  | Z3054-5 | SBJ-Z3B-Z3054-5 |  |  | Z3054 | [5 empty] | 2019-01-01 | 2019 | Q |  | Y | 15 | [8 empty] | False | Mechanical & Plumbing | 769
1985 | SBJ-Z3B-Z3054-4B-PLUM 146 | PLUM 146 | PLUM 146 | Mechanical & Plumbing | MECHANICAL & PLUMBING | OTHERS |  | Z3054-4B | SBJ-Z3B-Z3054-4B |  |  | Z3054 | [5 empty] | 2019-01-01 | 2019 | Q |  | Y | 15 | [8 empty] | False | Mechanical & Plumbing | 770
1986 | SBJ-Z3B-Z3054-4A-PLUM 147 | PLUM 147 | PLUM 147 | Mechanical & Plumbing | MECHANICAL & PLUMBING | OTHERS |  | Z3054-4A | SBJ-Z3B-Z3054-4A |  |  | Z3054 | [5 empty] | 2019-01-01 | 2019 | Q |  | Y | 15 | [8 empty] | False | Mechanical & Plumbing | 771
1987 | SBJ-Z3B-Z3054-3B-PLUM 148 | PLUM 148 | PLUM 148 | Mechanical & Plumbing | MECHANICAL & PLUMBING | OTHERS |  | Z3054-3B | SBJ-Z3B-Z3054-3B |  |  | Z3054 | [5 empty] | 2019-01-01 | 2019 | Q |  | Y | 15 | [8 empty] | False | Mechanical & Plumbing | 772
1988 | SBJ-Z3B-Z3054-3A-PLUM 149 | PLUM 149 | PLUM 149 | Mechanical & Plumbing | MECHANICAL & PLUMBING | OTHERS |  | Z3054-3A | SBJ-Z3B-Z3054-3A |  |  | Z3054 | [5 empty] | 2019-01-01 | 2019 | Q |  | Y | 15 | [8 empty] | False | Mechanical & Plumbing | 773
1989 | SBJ-Z3B-Z3054-2B-PLUM 150 | PLUM 150 | PLUM 150 | Mechanical & Plumbing | MECHANICAL & PLUMBING | OTHERS |  | Z3054-2B | SBJ-Z3B-Z3054-2B |  |  | Z3054 | [5 empty] | 2019-01-01 | 2019 | Q |  | Y | 15 | [8 empty] | False | Mechanical & Plumbing | 774
1990 | SBJ-Z3B-Z3054-2A-PLUM 151 | PLUM 151 | PLUM 151 | Mechanical & Plumbing | MECHANICAL & PLUMBING | OTHERS |  | Z3054-2A | SBJ-Z3B-Z3054-2A |  |  | Z3054 | [5 empty] | 2019-01-01 | 2019 | Q |  | Y | 15 | [8 empty] | False | Mechanical & Plumbing | 775
1991 | SBJ-Z3B-Z3054-1B-PLUM 152 | PLUM 152 | PLUM 152 | Mechanical & Plumbing | MECHANICAL & PLUMBING | OTHERS |  | Z3054-1B | SBJ-Z3B-Z3054-1B |  |  | Z3054 | [5 empty] | 2019-01-01 | 2019 | Q |  | Y | 15 | [8 empty] | False | Mechanical & Plumbing | 776
1992 | SBJ-Z3B-Z3054-1A-PLUM 153 | PLUM 153 | PLUM 153 | Mechanical & Plumbing | MECHANICAL & PLUMBING | OTHERS |  | Z3054-1A | SBJ-Z3B-Z3054-1A |  |  | Z3054 | [5 empty] | 2019-01-01 | 2019 | Q |  | Y | 15 | [8 empty] | False | Mechanical & Plumbing | 777
1993 | SBJ-Z3B-Z3053-6-PLUM 154 | PLUM 154 | PLUM 154 | Mechanical & Plumbing | MECHANICAL & PLUMBING | OTHERS |  | Z3053-6 | SBJ-Z3B-Z3053-6 |  |  | Z3053 | [5 empty] | 2019-01-01 | 2019 | Q |  | Y | 15 | [8 empty] | False | Mechanical & Plumbing | 778
1994 | SBJ-Z3B-Z3053-5-PLUM 155 | PLUM 155 | PLUM 155 | Mechanical & Plumbing | MECHANICAL & PLUMBING | OTHERS |  | Z3053-5 | SBJ-Z3B-Z3053-5 |  |  | Z3053 | [5 empty] | 2019-01-01 | 2019 | Q |  | Y | 15 | [8 empty] | False | Mechanical & Plumbing | 779
1995 | SBJ-Z3B-Z3053-4B-PLUM 156 | PLUM 156 | PLUM 156 | Mechanical & Plumbing | MECHANICAL & PLUMBING | OTHERS |  | Z3053-4B | SBJ-Z3B-Z3053-4B |  |  | Z3053 | [5 empty] | 2019-01-01 | 2019 | Q |  | Y | 15 | [8 empty] | False | Mechanical & Plumbing | 780
1996 | SBJ-Z3B-Z3053-4A-PLUM 157 | PLUM 157 | PLUM 157 | Mechanical & Plumbing | MECHANICAL & PLUMBING | OTHERS |  | Z3053-4A | SBJ-Z3B-Z3053-4A |  |  | Z3053 | [5 empty] | 2019-01-01 | 2019 | Q |  | Y | 15 | [8 empty] | False | Mechanical & Plumbing | 781
1997 | SBJ-Z3B-Z3053-3B-PLUM 158 | PLUM 158 | PLUM 158 | Mechanical & Plumbing | MECHANICAL & PLUMBING | OTHERS |  | Z3053-3B | SBJ-Z3B-Z3053-3B |  |  | Z3053 | [5 empty] | 2019-01-01 | 2019 | Q |  | Y | 15 | [8 empty] | False | Mechanical & Plumbing | 782
1998 | SBJ-Z3B-Z3053-3A-PLUM 159 | PLUM 159 | PLUM 159 | Mechanical & Plumbing | MECHANICAL & PLUMBING | OTHERS |  | Z3053-3A | SBJ-Z3B-Z3053-3A |  |  | Z3053 | [5 empty] | 2019-01-01 | 2019 | Q |  | Y | 15 | [8 empty] | False | Mechanical & Plumbing | 783
1999 | SBJ-Z3B-Z3053-2B-PLUM 160 | PLUM 160 | PLUM 160 | Mechanical & Plumbing | MECHANICAL & PLUMBING | OTHERS |  | Z3053-2B | SBJ-Z3B-Z3053-2B |  |  | Z3053 | [5 empty] | 2019-01-01 | 2019 | Q |  | Y | 15 | [8 empty] | False | Mechanical & Plumbing | 784
2000 | SBJ-Z3B-Z3053-2A-PLUM 161 | PLUM 161 | PLUM 161 | Mechanical & Plumbing | MECHANICAL & PLUMBING | OTHERS |  | Z3053-2A | SBJ-Z3B-Z3053-2A |  |  | Z3053 | [5 empty] | 2019-01-01 | 2019 | Q |  | Y | 15 | [8 empty] | False | Mechanical & Plumbing | 785
2001 | SBJ-Z3B-Z3053-1B-PLUM 162 | PLUM 162 | PLUM 162 | Mechanical & Plumbing | MECHANICAL & PLUMBING | OTHERS |  | Z3053-1B | SBJ-Z3B-Z3053-1B |  |  | Z3053 | [5 empty] | 2019-01-01 | 2019 | Q |  | Y | 15 | [8 empty] | False | Mechanical & Plumbing | 786
2002 | SBJ-Z3B-Z3053-1A-PLUM 163 | PLUM 163 | PLUM 163 | Mechanical & Plumbing | MECHANICAL & PLUMBING | OTHERS |  | Z3053-1A | SBJ-Z3B-Z3053-1A |  |  | Z3053 | [5 empty] | 2019-01-01 | 2019 | Q |  | Y | 15 | [8 empty] | False | Mechanical & Plumbing | 787
2003 | SBJ-Z3B-Z3052-6-PLUM 164 | PLUM 164 | PLUM 164 | Mechanical & Plumbing | MECHANICAL & PLUMBING | OTHERS |  | Z3052-6 | SBJ-Z3B-Z3052-6 |  |  | Z3052 | [5 empty] | 2019-01-01 | 2019 | Q |  | Y | 15 | [8 empty] | False | Mechanical & Plumbing | 788
2004 | SBJ-Z3B-Z3052-5-PLUM 165 | PLUM 165 | PLUM 165 | Mechanical & Plumbing | MECHANICAL & PLUMBING | OTHERS |  | Z3052-5 | SBJ-Z3B-Z3052-5 |  |  | Z3052 | [5 empty] | 2019-01-01 | 2019 | Q |  | Y | 15 | [8 empty] | False | Mechanical & Plumbing | 789
2005 | SBJ-Z3B-Z3052-4-PLUM 166 | PLUM 166 | PLUM 166 | Mechanical & Plumbing | MECHANICAL & PLUMBING | OTHERS |  | Z3052-4 | SBJ-Z3B-Z3052-4 |  |  | Z3052 | [5 empty] | 2019-01-01 | 2019 | Q |  | Y | 15 | [8 empty] | False | Mechanical & Plumbing | 790
2006 | SBJ-Z3B-Z3052-3-PLUM 167 | PLUM 167 | PLUM 167 | Mechanical & Plumbing | MECHANICAL & PLUMBING | OTHERS |  | Z3052-3 | SBJ-Z3B-Z3052-3 |  |  | Z3052 | [5 empty] | 2019-01-01 | 2019 | Q |  | Y | 15 | [8 empty] | False | Mechanical & Plumbing | 791
2007 | SBJ-Z3B-Z3052-2-PLUM 168 | PLUM 168 | PLUM 168 | Mechanical & Plumbing | MECHANICAL & PLUMBING | OTHERS |  | Z3052-2 | SBJ-Z3B-Z3052-2 |  |  | Z3052 | [5 empty] | 2019-01-01 | 2019 | Q |  | Y | 15 | [8 empty] | False | Mechanical & Plumbing | 792
2008 | SBJ-Z3B-Z3052-1-PLUM 169 | PLUM 169 | PLUM 169 | Mechanical & Plumbing | MECHANICAL & PLUMBING | OTHERS |  | Z3052-1 | SBJ-Z3B-Z3052-1 |  |  | Z3052 | [5 empty] | 2019-01-01 | 2019 | Q |  | Y | 15 | [8 empty] | False | Mechanical & Plumbing | 793
2009 | SBJ-Z3A-Z3051-6-PLUM 170 | PLUM 170 | PLUM 170 | Mechanical & Plumbing | MECHANICAL & PLUMBING | OTHERS |  | Z3051-6 | SBJ-Z3A-Z3051-6 |  |  | Z3051 | [5 empty] | 2019-01-01 | 2019 | Q |  | Y | 15 | [8 empty] | False | Mechanical & Plumbing | 794
2010 | SBJ-Z3A-Z3051-5-PLUM 171 | PLUM 171 | PLUM 171 | Mechanical & Plumbing | MECHANICAL & PLUMBING | OTHERS |  | Z3051-5 | SBJ-Z3A-Z3051-5 |  |  | Z3051 | [5 empty] | 2019-01-01 | 2019 | Q |  | Y | 15 | [8 empty] | False | Mechanical & Plumbing | 795
2011 | SBJ-Z3A-Z3051-4-PLUM 172 | PLUM 172 | PLUM 172 | Mechanical & Plumbing | MECHANICAL & PLUMBING | OTHERS |  | Z3051-4 | SBJ-Z3A-Z3051-4 |  |  | Z3051 | [5 empty] | 2019-01-01 | 2019 | Q |  | Y | 15 | [8 empty] | False | Mechanical & Plumbing | 796
2012 | SBJ-Z3A-Z3051-3-PLUM 173 | PLUM 173 | PLUM 173 | Mechanical & Plumbing | MECHANICAL & PLUMBING | OTHERS |  | Z3051-3 | SBJ-Z3A-Z3051-3 |  |  | Z3051 | [5 empty] | 2019-01-01 | 2019 | Q |  | Y | 15 | [8 empty] | False | Mechanical & Plumbing | 797
2013 | SBJ-Z3A-Z3051-2-PLUM 174 | PLUM 174 | PLUM 174 | Mechanical & Plumbing | MECHANICAL & PLUMBING | OTHERS |  | Z3051-2 | SBJ-Z3A-Z3051-2 |  |  | Z3051 | [5 empty] | 2019-01-01 | 2019 | Q |  | Y | 15 | [8 empty] | False | Mechanical & Plumbing | 798
2014 | SBJ-Z3A-Z3051-1-PLUM 175 | PLUM 175 | PLUM 175 | Mechanical & Plumbing | MECHANICAL & PLUMBING | OTHERS |  | Z3051-1 | SBJ-Z3A-Z3051-1 |  |  | Z3051 | [5 empty] | 2019-01-01 | 2019 | Q |  | Y | 15 | [8 empty] | False | Mechanical & Plumbing | 799
2015 | SBJ-Z3A-Z3050-6-PLUM 176 | PLUM 176 | PLUM 176 | Mechanical & Plumbing | MECHANICAL & PLUMBING | OTHERS |  | Z3050-6 | SBJ-Z3A-Z3050-6 |  |  | Z3050 | [5 empty] | 2019-01-01 | 2019 | Q |  | Y | 15 | [8 empty] | False | Mechanical & Plumbing | 800
2016 | SBJ-Z3A-Z3050-5-PLUM 177 | PLUM 177 | PLUM 177 | Mechanical & Plumbing | MECHANICAL & PLUMBING | OTHERS |  | Z3050-5 | SBJ-Z3A-Z3050-5 |  |  | Z3050 | [5 empty] | 2019-01-01 | 2019 | Q |  | Y | 15 | [8 empty] | False | Mechanical & Plumbing | 801
2017 | SBJ-Z3A-Z3050-4-PLUM 178 | PLUM 178 | PLUM 178 | Mechanical & Plumbing | MECHANICAL & PLUMBING | OTHERS |  | Z3050-4 | SBJ-Z3A-Z3050-4 |  |  | Z3050 | [5 empty] | 2019-01-01 | 2019 | Q |  | Y | 15 | [8 empty] | False | Mechanical & Plumbing | 802
2018 | SBJ-Z3A-Z3050-3-PLUM 179 | PLUM 179 | PLUM 179 | Mechanical & Plumbing | MECHANICAL & PLUMBING | OTHERS |  | Z3050-3 | SBJ-Z3A-Z3050-3 |  |  | Z3050 | [5 empty] | 2019-01-01 | 2019 | Q |  | Y | 15 | [8 empty] | False | Mechanical & Plumbing | 803
2019 | SBJ-Z3A-Z3050-2-PLUM 180 | PLUM 180 | PLUM 180 | Mechanical & Plumbing | MECHANICAL & PLUMBING | OTHERS |  | Z3050-2 | SBJ-Z3A-Z3050-2 |  |  | Z3050 | [5 empty] | 2019-01-01 | 2019 | Q |  | Y | 15 | [8 empty] | False | Mechanical & Plumbing | 804
2020 | SBJ-Z3A-Z3050-1-PLUM 181 | PLUM 181 | PLUM 181 | Mechanical & Plumbing | MECHANICAL & PLUMBING | OTHERS |  | Z3050-1 | SBJ-Z3A-Z3050-1 |  |  | Z3050 | [5 empty] | 2019-01-01 | 2019 | Q |  | Y | 15 | [8 empty] | False | Mechanical & Plumbing | 805
2021 | SBJ-Z3A-Z3049-6-PLUM 182 | PLUM 182 | PLUM 182 | Mechanical & Plumbing | MECHANICAL & PLUMBING | OTHERS |  | Z3049-6 | SBJ-Z3A-Z3049-6 |  |  | Z3049 | [5 empty] | 2019-01-01 | 2019 | Q |  | Y | 15 | [8 empty] | False | Mechanical & Plumbing | 806
2022 | SBJ-Z3A-Z3049-5-PLUM 183 | PLUM 183 | PLUM 183 | Mechanical & Plumbing | MECHANICAL & PLUMBING | OTHERS |  | Z3049-5 | SBJ-Z3A-Z3049-5 |  |  | Z3049 | [5 empty] | 2019-01-01 | 2019 | Q |  | Y | 15 | [8 empty] | False | Mechanical & Plumbing | 807
2023 | SBJ-Z3A-Z3049-4-PLUM 184 | PLUM 184 | PLUM 184 | Mechanical & Plumbing | MECHANICAL & PLUMBING | OTHERS |  | Z3049-4 | SBJ-Z3A-Z3049-4 |  |  | Z3049 | [5 empty] | 2019-01-01 | 2019 | Q |  | Y | 15 | [8 empty] | False | Mechanical & Plumbing | 808
2024 | SBJ-Z3A-Z3049-3-PLUM 185 | PLUM 185 | PLUM 185 | Mechanical & Plumbing | MECHANICAL & PLUMBING | OTHERS |  | Z3049-3 | SBJ-Z3A-Z3049-3 |  |  | Z3049 | [5 empty] | 2019-01-01 | 2019 | Q |  | Y | 15 | [8 empty] | False | Mechanical & Plumbing | 809
2025 | SBJ-Z3A-Z3049-2-PLUM 186 | PLUM 186 | PLUM 186 | Mechanical & Plumbing | MECHANICAL & PLUMBING | OTHERS |  | Z3049-2 | SBJ-Z3A-Z3049-2 |  |  | Z3049 | [5 empty] | 2019-01-01 | 2019 | Q |  | Y | 15 | [8 empty] | False | Mechanical & Plumbing | 810
2026 | SBJ-Z3A-Z3049-1-PLUM 187 | PLUM 187 | PLUM 187 | Mechanical & Plumbing | MECHANICAL & PLUMBING | OTHERS |  | Z3049-1 | SBJ-Z3A-Z3049-1 |  |  | Z3049 | [5 empty] | 2019-01-01 | 2019 | Q |  | Y | 15 | [8 empty] | False | Mechanical & Plumbing | 811
2027 | SBJ-Z3A-Z3048-6-PLUM 188 | PLUM 188 | PLUM 188 | Mechanical & Plumbing | MECHANICAL & PLUMBING | OTHERS |  | Z3048-6 | SBJ-Z3A-Z3048-6 |  |  | Z3048 | [5 empty] | 2019-01-01 | 2019 | Q |  | Y | 15 | [8 empty] | False | Mechanical & Plumbing | 812
2028 | SBJ-Z3A-Z3048-5-PLUM 189 | PLUM 189 | PLUM 189 | Mechanical & Plumbing | MECHANICAL & PLUMBING | OTHERS |  | Z3048-5 | SBJ-Z3A-Z3048-5 |  |  | Z3048 | [5 empty] | 2019-01-01 | 2019 | Q |  | Y | 15 | [8 empty] | False | Mechanical & Plumbing | 813
2029 | SBJ-Z3A-Z3048-4-PLUM 190 | PLUM 190 | PLUM 190 | Mechanical & Plumbing | MECHANICAL & PLUMBING | OTHERS |  | Z3048-4 | SBJ-Z3A-Z3048-4 |  |  | Z3048 | [5 empty] | 2019-01-01 | 2019 | Q |  | Y | 15 | [8 empty] | False | Mechanical & Plumbing | 814
2030 | SBJ-Z3A-Z3048-3-PLUM 191 | PLUM 191 | PLUM 191 | Mechanical & Plumbing | MECHANICAL & PLUMBING | OTHERS |  | Z3048-3 | SBJ-Z3A-Z3048-3 |  |  | Z3048 | [5 empty] | 2019-01-01 | 2019 | Q |  | Y | 15 | [8 empty] | False | Mechanical & Plumbing | 815
2031 | SBJ-Z3A-Z3048-2-PLUM 192 | PLUM 192 | PLUM 192 | Mechanical & Plumbing | MECHANICAL & PLUMBING | OTHERS |  | Z3048-2 | SBJ-Z3A-Z3048-2 |  |  | Z3048 | [5 empty] | 2019-01-01 | 2019 | Q |  | Y | 15 | [8 empty] | False | Mechanical & Plumbing | 816
2032 | SBJ-Z3A-Z3048-1-PLUM 193 | PLUM 193 | PLUM 193 | Mechanical & Plumbing | MECHANICAL & PLUMBING | OTHERS |  | Z3048-1 | SBJ-Z3A-Z3048-1 |  |  | Z3048 | [5 empty] | 2019-01-01 | 2019 | Q |  | Y | 15 | [8 empty] | False | Mechanical & Plumbing | 817
2033 | SBJ-Z3A-Z3047-6-PLUM 194 | PLUM 194 | PLUM 194 | Mechanical & Plumbing | MECHANICAL & PLUMBING | OTHERS |  | Z3047-6 | SBJ-Z3A-Z3047-6 |  |  | Z3047 | [5 empty] | 2019-01-01 | 2019 | Q |  | Y | 15 | [8 empty] | False | Mechanical & Plumbing | 818
2034 | SBJ-Z3A-Z3047-5-PLUM 195 | PLUM 195 | PLUM 195 | Mechanical & Plumbing | MECHANICAL & PLUMBING | OTHERS |  | Z3047-5 | SBJ-Z3A-Z3047-5 |  |  | Z3047 | [5 empty] | 2019-01-01 | 2019 | Q |  | Y | 15 | [8 empty] | False | Mechanical & Plumbing | 819
2035 | SBJ-Z3A-Z3047-4-PLUM 196 | PLUM 196 | PLUM 196 | Mechanical & Plumbing | MECHANICAL & PLUMBING | OTHERS |  | Z3047-4 | SBJ-Z3A-Z3047-4 |  |  | Z3047 | [5 empty] | 2019-01-01 | 2019 | Q |  | Y | 15 | [8 empty] | False | Mechanical & Plumbing | 820
2036 | SBJ-Z3A-Z3047-3-PLUM 197 | PLUM 197 | PLUM 197 | Mechanical & Plumbing | MECHANICAL & PLUMBING | OTHERS |  | Z3047-3 | SBJ-Z3A-Z3047-3 |  |  | Z3047 | [5 empty] | 2019-01-01 | 2019 | Q |  | Y | 15 | [8 empty] | False | Mechanical & Plumbing | 821
2037 | SBJ-Z3A-Z3047-2-PLUM 198 | PLUM 198 | PLUM 198 | Mechanical & Plumbing | MECHANICAL & PLUMBING | OTHERS |  | Z3047-2 | SBJ-Z3A-Z3047-2 |  |  | Z3047 | [5 empty] | 2019-01-01 | 2019 | Q |  | Y | 15 | [8 empty] | False | Mechanical & Plumbing | 822
2038 | SBJ-Z3A-Z3047-1-PLUM 199 | PLUM 199 | PLUM 199 | Mechanical & Plumbing | MECHANICAL & PLUMBING | OTHERS |  | Z3047-1 | SBJ-Z3A-Z3047-1 |  |  | Z3047 | [5 empty] | 2019-01-01 | 2019 | Q |  | Y | 15 | [8 empty] | False | Mechanical & Plumbing | 823
2039 | SBJ-Z3A-Z3046-6-PLUM 200 | PLUM 200 | PLUM 200 | Mechanical & Plumbing | MECHANICAL & PLUMBING | OTHERS |  | Z3046-6 | SBJ-Z3A-Z3046-6 |  |  | Z3046 | [5 empty] | 2019-01-01 | 2019 | Q |  | Y | 15 | [8 empty] | False | Mechanical & Plumbing | 824
2040 | SBJ-Z3A-Z3046-5-PLUM 201 | PLUM 201 | PLUM 201 | Mechanical & Plumbing | MECHANICAL & PLUMBING | OTHERS |  | Z3046-5 | SBJ-Z3A-Z3046-5 |  |  | Z3046 | [5 empty] | 2019-01-01 | 2019 | Q |  | Y | 15 | [8 empty] | False | Mechanical & Plumbing | 825
2041 | SBJ-Z3A-Z3046-4-PLUM 202 | PLUM 202 | PLUM 202 | Mechanical & Plumbing | MECHANICAL & PLUMBING | OTHERS |  | Z3046-4 | SBJ-Z3A-Z3046-4 |  |  | Z3046 | [5 empty] | 2019-01-01 | 2019 | Q |  | Y | 15 | [8 empty] | False | Mechanical & Plumbing | 826
2042 | SBJ-Z3A-Z3046-3-PLUM 203 | PLUM 203 | PLUM 203 | Mechanical & Plumbing | MECHANICAL & PLUMBING | OTHERS |  | Z3046-3 | SBJ-Z3A-Z3046-3 |  |  | Z3046 | [5 empty] | 2019-01-01 | 2019 | Q |  | Y | 15 | [8 empty] | False | Mechanical & Plumbing | 827
2043 | SBJ-Z3A-Z3046-2-PLUM 204 | PLUM 204 | PLUM 204 | Mechanical & Plumbing | MECHANICAL & PLUMBING | OTHERS |  | Z3046-2 | SBJ-Z3A-Z3046-2 |  |  | Z3046 | [5 empty] | 2019-01-01 | 2019 | Q |  | Y | 15 | [8 empty] | False | Mechanical & Plumbing | 828
2044 | SBJ-Z3A-Z3046-1-PLUM 205 | PLUM 205 | PLUM 205 | Mechanical & Plumbing | MECHANICAL & PLUMBING | OTHERS |  | Z3046-1 | SBJ-Z3A-Z3046-1 |  |  | Z3046 | [5 empty] | 2019-01-01 | 2019 | Q |  | Y | 15 | [8 empty] | False | Mechanical & Plumbing | 829
2045 | SBJ-Z3A-Z3045-6-PLUM 206 | PLUM 206 | PLUM 206 | Mechanical & Plumbing | MECHANICAL & PLUMBING | OTHERS |  | Z3045-6 | SBJ-Z3A-Z3045-6 |  |  | Z3045 | [5 empty] | 2019-01-01 | 2019 | Q |  | Y | 15 | [8 empty] | False | Mechanical & Plumbing | 830
2046 | SBJ-Z3A-Z3045-5-PLUM 207 | PLUM 207 | PLUM 207 | Mechanical & Plumbing | MECHANICAL & PLUMBING | OTHERS |  | Z3045-5 | SBJ-Z3A-Z3045-5 |  |  | Z3045 | [5 empty] | 2019-01-01 | 2019 | Q |  | Y | 15 | [8 empty] | False | Mechanical & Plumbing | 831
2047 | SBJ-Z3A-Z3045-4-PLUM 208 | PLUM 208 | PLUM 208 | Mechanical & Plumbing | MECHANICAL & PLUMBING | OTHERS |  | Z3045-4 | SBJ-Z3A-Z3045-4 |  |  | Z3045 | [5 empty] | 2019-01-01 | 2019 | Q |  | Y | 15 | [8 empty] | False | Mechanical & Plumbing | 832
2048 | SBJ-Z3A-Z3045-3-PLUM 209 | PLUM 209 | PLUM 209 | Mechanical & Plumbing | MECHANICAL & PLUMBING | OTHERS |  | Z3045-3 | SBJ-Z3A-Z3045-3 |  |  | Z3045 | [5 empty] | 2019-01-01 | 2019 | Q |  | Y | 15 | [8 empty] | False | Mechanical & Plumbing | 833
2049 | SBJ-Z3A-Z3045-2-PLUM 210 | PLUM 210 | PLUM 210 | Mechanical & Plumbing | MECHANICAL & PLUMBING | OTHERS |  | Z3045-2 | SBJ-Z3A-Z3045-2 |  |  | Z3045 | [5 empty] | 2019-01-01 | 2019 | Q |  | Y | 15 | [8 empty] | False | Mechanical & Plumbing | 834
2050 | SBJ-Z3A-Z3045-1-PLUM 211 | PLUM 211 | PLUM 211 | Mechanical & Plumbing | MECHANICAL & PLUMBING | OTHERS |  | Z3045-1 | SBJ-Z3A-Z3045-1 |  |  | Z3045 | [5 empty] | 2019-01-01 | 2019 | Q |  | Y | 15 | [8 empty] | False | Mechanical & Plumbing | 835
2051 | SBJ-Z3A-Z3044-6-PLUM 212 | PLUM 212 | PLUM 212 | Mechanical & Plumbing | MECHANICAL & PLUMBING | OTHERS |  | Z3044-6 | SBJ-Z3A-Z3044-6 |  |  | Z3044 | [5 empty] | 2019-01-01 | 2019 | Q |  | Y | 15 | [8 empty] | False | Mechanical & Plumbing | 836
2052 | SBJ-Z3A-Z3044-5-PLUM 213 | PLUM 213 | PLUM 213 | Mechanical & Plumbing | MECHANICAL & PLUMBING | OTHERS |  | Z3044-5 | SBJ-Z3A-Z3044-5 |  |  | Z3044 | [5 empty] | 2019-01-01 | 2019 | Q |  | Y | 15 | [8 empty] | False | Mechanical & Plumbing | 837
2053 | SBJ-Z3A-Z3044-4-PLUM 214 | PLUM 214 | PLUM 214 | Mechanical & Plumbing | MECHANICAL & PLUMBING | OTHERS |  | Z3044-4 | SBJ-Z3A-Z3044-4 |  |  | Z3044 | [5 empty] | 2019-01-01 | 2019 | Q |  | Y | 15 | [8 empty] | False | Mechanical & Plumbing | 838
2054 | SBJ-Z3A-Z3044-3-PLUM 215 | PLUM 215 | PLUM 215 | Mechanical & Plumbing | MECHANICAL & PLUMBING | OTHERS |  | Z3044-3 | SBJ-Z3A-Z3044-3 |  |  | Z3044 | [5 empty] | 2019-01-01 | 2019 | Q |  | Y | 15 | [8 empty] | False | Mechanical & Plumbing | 839
2055 | SBJ-Z3A-Z3044-2-PLUM 216 | PLUM 216 | PLUM 216 | Mechanical & Plumbing | MECHANICAL & PLUMBING | OTHERS |  | Z3044-2 | SBJ-Z3A-Z3044-2 |  |  | Z3044 | [5 empty] | 2019-01-01 | 2019 | Q |  | Y | 15 | [8 empty] | False | Mechanical & Plumbing | 840
2056 | SBJ-Z3A-Z3044-1-PLUM 217 | PLUM 217 | PLUM 217 | Mechanical & Plumbing | MECHANICAL & PLUMBING | OTHERS |  | Z3044-1 | SBJ-Z3A-Z3044-1 |  |  | Z3044 | [5 empty] | 2019-01-01 | 2019 | Q |  | Y | 15 | [8 empty] | False | Mechanical & Plumbing | 841
2057 | SBJ-Z3A-Z3043-PLUM 218 | PLUM 218 | PLUM 218 | Mechanical & Plumbing | MECHANICAL & PLUMBING | OTHERS |  | Z3043 | SBJ-Z3A-Z3043 |  |  | Z3043 | [5 empty] | 2019-01-01 | 2019 | Q |  | Y | 15 | [8 empty] | False | Mechanical & Plumbing | 842
2058 | SBJ-Z3A-Z3042-PLUM 219 | PLUM 219 | PLUM 219 | Mechanical & Plumbing | MECHANICAL & PLUMBING | OTHERS |  | Z3042 | SBJ-Z3A-Z3042 |  |  | Z3042 | [5 empty] | 2019-01-01 | 2019 | Q |  | Y | 15 | [8 empty] | False | Mechanical & Plumbing | 843
2059 | SBJ-Z3A-Z3041-PLUM 220 | PLUM 220 | PLUM 220 | Mechanical & Plumbing | MECHANICAL & PLUMBING | OTHERS |  | Z3041 | SBJ-Z3A-Z3041 |  |  | Z3041 | [5 empty] | 2019-01-01 | 2019 | Q |  | Y | 15 | [8 empty] | False | Mechanical & Plumbing | 844
2060 | SBJ-Z3A-Z3040-PLUM 221 | PLUM 221 | PLUM 221 | Mechanical & Plumbing | MECHANICAL & PLUMBING | OTHERS |  | Z3040 | SBJ-Z3A-Z3040 |  |  | Z3040 | [5 empty] | 2019-01-01 | 2019 | Q |  | Y | 15 | [8 empty] | False | Mechanical & Plumbing | 845
2061 | SBJ-Z3A-Z3039-PLUM 222 | PLUM 222 | PLUM 222 | Mechanical & Plumbing | MECHANICAL & PLUMBING | OTHERS |  | Z3039 | SBJ-Z3A-Z3039 |  |  | Z3039 | [5 empty] | 2019-01-01 | 2019 | Q |  | Y | 15 | [8 empty] | False | Mechanical & Plumbing | 846
2062 | SBJ-Z3A-Z3038-PLUM 223 | PLUM 223 | PLUM 223 | Mechanical & Plumbing | MECHANICAL & PLUMBING | OTHERS |  | Z3038 | SBJ-Z3A-Z3038 |  |  | Z3038 | [5 empty] | 2019-01-01 | 2019 | Q |  | Y | 15 | [8 empty] | False | Mechanical & Plumbing | 847
2063 | SBJ-Z3A-Z3037-PLUM 224 | PLUM 224 | PLUM 224 | Mechanical & Plumbing | MECHANICAL & PLUMBING | OTHERS |  | Z3037 | SBJ-Z3A-Z3037 |  |  | Z3037 | [5 empty] | 2019-01-01 | 2019 | Q |  | Y | 15 | [8 empty] | False | Mechanical & Plumbing | 848
2064 | SBJ-Z3A-Z3036-PLUM 225 | PLUM 225 | PLUM 225 | Mechanical & Plumbing | MECHANICAL & PLUMBING | OTHERS |  | Z3036 | SBJ-Z3A-Z3036 |  |  | Z3036 | [5 empty] | 2019-01-01 | 2019 | Q |  | Y | 15 | [8 empty] | False | Mechanical & Plumbing | 849
2065 | SBJ-Z3A-Z3035-PLUM 226 | PLUM 226 | PLUM 226 | Mechanical & Plumbing | MECHANICAL & PLUMBING | OTHERS |  | Z3035 | SBJ-Z3A-Z3035 |  |  | Z3035 | [5 empty] | 2019-01-01 | 2019 | Q |  | Y | 15 | [8 empty] | False | Mechanical & Plumbing | 850
2066 | SBJ-Z3A-Z3034-PLUM 227 | PLUM 227 | PLUM 227 | Mechanical & Plumbing | MECHANICAL & PLUMBING | OTHERS |  | Z3034 | SBJ-Z3A-Z3034 |  |  | Z3034 | [5 empty] | 2019-01-01 | 2019 | Q |  | Y | 15 | [8 empty] | False | Mechanical & Plumbing | 851
2067 | SBJ-Z3A-Z3033-PLUM 228 | PLUM 228 | PLUM 228 | Mechanical & Plumbing | MECHANICAL & PLUMBING | OTHERS |  | Z3033 | SBJ-Z3A-Z3033 |  |  | Z3033 | [5 empty] | 2019-01-01 | 2019 | Q |  | Y | 15 | [8 empty] | False | Mechanical & Plumbing | 852
2068 | SBJ-Z3A-Z3032-PLUM 229 | PLUM 229 | PLUM 229 | Mechanical & Plumbing | MECHANICAL & PLUMBING | OTHERS |  | Z3032 | SBJ-Z3A-Z3032 |  |  | Z3032 | [5 empty] | 2019-01-01 | 2019 | Q |  | Y | 15 | [8 empty] | False | Mechanical & Plumbing | 853
2069 | SBJ-Z3A-Z3031-PLUM 230 | PLUM 230 | PLUM 230 | Mechanical & Plumbing | MECHANICAL & PLUMBING | OTHERS |  | Z3031 | SBJ-Z3A-Z3031 |  |  | Z3031 | [5 empty] | 2019-01-01 | 2019 | Q |  | Y | 15 | [8 empty] | False | Mechanical & Plumbing | 854
2070 | SBJ-Z3A-Z3030-PLUM 231 | PLUM 231 | PLUM 231 | Mechanical & Plumbing | MECHANICAL & PLUMBING | OTHERS |  | Z3030 | SBJ-Z3A-Z3030 |  |  | Z3030 | [5 empty] | 2019-01-01 | 2019 | Q |  | Y | 15 | [8 empty] | False | Mechanical & Plumbing | 855
2071 | SBJ-Z3A-Z3029-PLUM 232 | PLUM 232 | PLUM 232 | Mechanical & Plumbing | MECHANICAL & PLUMBING | OTHERS |  | Z3029 | SBJ-Z3A-Z3029 |  |  | Z3029 | [5 empty] | 2019-01-01 | 2019 | Q |  | Y | 15 | [8 empty] | False | Mechanical & Plumbing | 856
2072 | SBJ-Z3A-Z3028-PLUM 233 | PLUM 233 | PLUM 233 | Mechanical & Plumbing | MECHANICAL & PLUMBING | OTHERS |  | Z3028 | SBJ-Z3A-Z3028 |  |  | Z3028 | [5 empty] | 2019-01-01 | 2019 | Q |  | Y | 15 | [8 empty] | False | Mechanical & Plumbing | 857
2073 | SBJ-Z3A-Z3027-PLUM 234 | PLUM 234 | PLUM 234 | Mechanical & Plumbing | MECHANICAL & PLUMBING | OTHERS |  | Z3027 | SBJ-Z3A-Z3027 |  |  | Z3027 | [5 empty] | 2019-01-01 | 2019 | Q |  | Y | 15 | [8 empty] | False | Mechanical & Plumbing | 858
2074 | SBJ-Z3A-Z3026-PLUM 235 | PLUM 235 | PLUM 235 | Mechanical & Plumbing | MECHANICAL & PLUMBING | OTHERS |  | Z3026 | SBJ-Z3A-Z3026 |  |  | Z3026 | [5 empty] | 2019-01-01 | 2019 | Q |  | Y | 15 | [8 empty] | False | Mechanical & Plumbing | 859
2075 | SBJ-Z3A-Z3025-PLUM 236 | PLUM 236 | PLUM 236 | Mechanical & Plumbing | MECHANICAL & PLUMBING | OTHERS |  | Z3025 | SBJ-Z3A-Z3025 |  |  | Z3025 | [5 empty] | 2019-01-01 | 2019 | Q |  | Y | 15 | [8 empty] | False | Mechanical & Plumbing | 860
2076 | SBJ-Z3A-Z3024-PLUM 237 | PLUM 237 | PLUM 237 | Mechanical & Plumbing | MECHANICAL & PLUMBING | OTHERS |  | Z3024 | SBJ-Z3A-Z3024 |  |  | Z3024 | [5 empty] | 2019-01-01 | 2019 | Q |  | Y | 15 | [8 empty] | False | Mechanical & Plumbing | 861
2077 | SBJ-Z3A-Z3023-PLUM 238 | PLUM 238 | PLUM 238 | Mechanical & Plumbing | MECHANICAL & PLUMBING | OTHERS |  | Z3023 | SBJ-Z3A-Z3023 |  |  | Z3023 | [5 empty] | 2019-01-01 | 2019 | Q |  | Y | 15 | [8 empty] | False | Mechanical & Plumbing | 862
2078 | SBJ-Z3B-Z3022-PLUM 239 | PLUM 239 | PLUM 239 | Mechanical & Plumbing | MECHANICAL & PLUMBING | OTHERS |  | Z3022 | SBJ-Z3B-Z3022 |  |  | Z3022 | [5 empty] | 2019-01-01 | 2019 | Q |  | Y | 15 | [8 empty] | False | Mechanical & Plumbing | 863
2079 | SBJ-Z3B-Z3021-PLUM 240 | PLUM 240 | PLUM 240 | Mechanical & Plumbing | MECHANICAL & PLUMBING | OTHERS |  | Z3021 | SBJ-Z3B-Z3021 |  |  | Z3021 | [5 empty] | 2019-01-01 | 2019 | Q |  | Y | 15 | [8 empty] | False | Mechanical & Plumbing | 864
2080 | SBJ-Z3B-Z3020-PLUM 241 | PLUM 241 | PLUM 241 | Mechanical & Plumbing | MECHANICAL & PLUMBING | OTHERS |  | Z3020 | SBJ-Z3B-Z3020 |  |  | Z3020 | [5 empty] | 2019-01-01 | 2019 | Q |  | Y | 15 | [8 empty] | False | Mechanical & Plumbing | 865
2081 | SBJ-Z3B-Z3019-PLUM 242 | PLUM 242 | PLUM 242 | Mechanical & Plumbing | MECHANICAL & PLUMBING | OTHERS |  | Z3019 | SBJ-Z3B-Z3019 |  |  | Z3019 | [5 empty] | 2019-01-01 | 2019 | Q |  | Y | 15 | [8 empty] | False | Mechanical & Plumbing | 866
2082 | SBJ-Z3B-Z3018-PLUM 243 | PLUM 243 | PLUM 243 | Mechanical & Plumbing | MECHANICAL & PLUMBING | OTHERS |  | Z3018 | SBJ-Z3B-Z3018 |  |  | Z3018 | [5 empty] | 2019-01-01 | 2019 | Q |  | Y | 15 | [8 empty] | False | Mechanical & Plumbing | 867
2083 | SBJ-Z3B-Z3017-PLUM 244 | PLUM 244 | PLUM 244 | Mechanical & Plumbing | MECHANICAL & PLUMBING | OTHERS |  | Z3017 | SBJ-Z3B-Z3017 |  |  | Z3017 | [5 empty] | 2019-01-01 | 2019 | Q |  | Y | 15 | [8 empty] | False | Mechanical & Plumbing | 868
2084 | SBJ-Z3B-Z3016-PLUM 245 | PLUM 245 | PLUM 245 | Mechanical & Plumbing | MECHANICAL & PLUMBING | OTHERS |  | Z3016 | SBJ-Z3B-Z3016 |  |  | Z3016 | [5 empty] | 2019-01-01 | 2019 | Q |  | Y | 15 | [8 empty] | False | Mechanical & Plumbing | 869
2085 | SBJ-Z3B-Z3015-PLUM 246 | PLUM 246 | PLUM 246 | Mechanical & Plumbing | MECHANICAL & PLUMBING | OTHERS |  | Z3015 | SBJ-Z3B-Z3015 |  |  | Z3015 | [5 empty] | 2019-01-01 | 2019 | Q |  | Y | 15 | [8 empty] | False | Mechanical & Plumbing | 870
2086 | SBJ-Z3B-Z3014-PLUM 247 | PLUM 247 | PLUM 247 | Mechanical & Plumbing | MECHANICAL & PLUMBING | OTHERS |  | Z3014 | SBJ-Z3B-Z3014 |  |  | Z3014 | [5 empty] | 2019-01-01 | 2019 | Q |  | Y | 15 | [8 empty] | False | Mechanical & Plumbing | 871
2087 | SBJ-Z3B-Z3013-PLUM 248 | PLUM 248 | PLUM 248 | Mechanical & Plumbing | MECHANICAL & PLUMBING | OTHERS |  | Z3013 | SBJ-Z3B-Z3013 |  |  | Z3013 | [5 empty] | 2019-01-01 | 2019 | Q |  | Y | 15 | [8 empty] | False | Mechanical & Plumbing | 872
2088 | SBJ-Z3B-Z3012-PLUM 249 | PLUM 249 | PLUM 249 | Mechanical & Plumbing | MECHANICAL & PLUMBING | OTHERS |  | Z3012 | SBJ-Z3B-Z3012 |  |  | Z3012 | [5 empty] | 2019-01-01 | 2019 | Q |  | Y | 15 | [8 empty] | False | Mechanical & Plumbing | 873
2089 | SBJ-Z3B-Z3011-PLUM 250 | PLUM 250 | PLUM 250 | Mechanical & Plumbing | MECHANICAL & PLUMBING | OTHERS |  | Z3011 | SBJ-Z3B-Z3011 |  |  | Z3011 | [5 empty] | 2019-01-01 | 2019 | Q |  | Y | 15 | [8 empty] | False | Mechanical & Plumbing | 874
2090 | SBJ-Z3B-Z3010-PLUM 251 | PLUM 251 | PLUM 251 | Mechanical & Plumbing | MECHANICAL & PLUMBING | OTHERS |  | Z3010 | SBJ-Z3B-Z3010 |  |  | Z3010 | [5 empty] | 2019-01-01 | 2019 | Q |  | Y | 15 | [8 empty] | False | Mechanical & Plumbing | 875
2091 | SBJ-Z3B-Z3009-PLUM 252 | PLUM 252 | PLUM 252 | Mechanical & Plumbing | MECHANICAL & PLUMBING | OTHERS |  | Z3009 | SBJ-Z3B-Z3009 |  |  | Z3009 | [5 empty] | 2019-01-01 | 2019 | Q |  | Y | 15 | [8 empty] | False | Mechanical & Plumbing | 876
2092 | SBJ-Z3B-Z3008-PLUM 253 | PLUM 253 | PLUM 253 | Mechanical & Plumbing | MECHANICAL & PLUMBING | OTHERS |  | Z3008 | SBJ-Z3B-Z3008 |  |  | Z3008 | [5 empty] | 2019-01-01 | 2019 | Q |  | Y | 15 | [8 empty] | False | Mechanical & Plumbing | 877
2093 | SBJ-Z3B-Z3007-PLUM 254 | PLUM 254 | PLUM 254 | Mechanical & Plumbing | MECHANICAL & PLUMBING | OTHERS |  | Z3007 | SBJ-Z3B-Z3007 |  |  | Z3007 | [5 empty] | 2019-01-01 | 2019 | Q |  | Y | 15 | [8 empty] | False | Mechanical & Plumbing | 878
2094 | SBJ-Z3B-Z3006-PLUM 255 | PLUM 255 | PLUM 255 | Mechanical & Plumbing | MECHANICAL & PLUMBING | OTHERS |  | Z3006 | SBJ-Z3B-Z3006 |  |  | Z3006 | [5 empty] | 2019-01-01 | 2019 | Q |  | Y | 15 | [8 empty] | False | Mechanical & Plumbing | 879
2095 | SBJ-Z3B-Z3005-PLUM 256 | PLUM 256 | PLUM 256 | Mechanical & Plumbing | MECHANICAL & PLUMBING | OTHERS |  | Z3005 | SBJ-Z3B-Z3005 |  |  | Z3005 | [5 empty] | 2019-01-01 | 2019 | Q |  | Y | 15 | [8 empty] | False | Mechanical & Plumbing | 880
2096 | SBJ-Z3B-Z3004-PLUM 257 | PLUM 257 | PLUM 257 | Mechanical & Plumbing | MECHANICAL & PLUMBING | OTHERS |  | Z3004 | SBJ-Z3B-Z3004 |  |  | Z3004 | [5 empty] | 2019-01-01 | 2019 | Q |  | Y | 15 | [8 empty] | False | Mechanical & Plumbing | 881
2097 | SBJ-Z3B-Z3003-PLUM 258 | PLUM 258 | PLUM 258 | Mechanical & Plumbing | MECHANICAL & PLUMBING | OTHERS |  | Z3003 | SBJ-Z3B-Z3003 |  |  | Z3003 | [5 empty] | 2019-01-01 | 2019 | Q |  | Y | 15 | [8 empty] | False | Mechanical & Plumbing | 882
2098 | SBJ-Z3B-Z3002-PLUM 259 | PLUM 259 | PLUM 259 | Mechanical & Plumbing | MECHANICAL & PLUMBING | OTHERS |  | Z3002 | SBJ-Z3B-Z3002 |  |  | Z3002 | [5 empty] | 2019-01-01 | 2019 | Q |  | Y | 15 | [8 empty] | False | Mechanical & Plumbing | 883
2099 | SBJ-Z3B-Z3001-PLUM 260 | PLUM 260 | PLUM 260 | Mechanical & Plumbing | MECHANICAL & PLUMBING | OTHERS |  | Z3001 | SBJ-Z3B-Z3001 |  |  | Z3001 | [5 empty] | 2019-01-01 | 2019 | Q |  | Y | 15 | [8 empty] | False | Mechanical & Plumbing | 884
3444 | SBJ-Z5-Z5004-OTH0001 | OTHERS | OTHERS | Mechanical & Plumbing | MECHANICAL & PLUMBING | OTHERS |  | Z5004 | SBJ-Z5-Z5004 |  |  | Z5004 | [5 empty] | 2019-01-01 | 2019 | Q |  | Y | 15 | [8 empty] | False | Mechanical & Plumbing | 885
417 | SBJ-Z1-FM-RT-CHL1 | CHL1 | CHILLER-1(MB-Z1-MBRF-HVACC-1497) | HVAC | HVAC | AIR COOLED CHILLER |  | ROOF TOP | SBJ-Z1-FM-RF |  |  | Z1 | [5 empty] | 2019-01-01 | 2019 | 2 |  | Y | 20 | [8 empty] | False | HVAC | 2
418 | SBJ-Z1-FM-RT-CHL2 | CHL2 | CHILLER-2(MB-Z1-MBRF-HVACC-1498) | HVAC | HVAC | AIR COOLED CHILLER |  | ROOF TOP | SBJ-Z1-FM-RF |  |  | Z1 | [5 empty] | 2019-01-01 | 2019 | 2 |  | Y | 20 | [8 empty] | False | HVAC | 3
419 | SBJ-Z1-CIF-RF-CH1 | CH1 | AIR COOLED CHILLER-1 | HVAC | HVAC | AIR COOLED CHILLER |  | ROOF TOP | SBJ-Z1-CIF-RF |  |  | Z1 | [5 empty] | 2019-01-01 | 2019 | 2 |  | Y | 20 | [8 empty] | False | HVAC | 4
420 | SBJ-Z1-B1-RF-CH-0524 | CH | AIR COOLED CHILLER | HVAC | HVAC | AIR COOLED CHILLER |  | ROOF TOP | SBJ-Z1-B1-RF |  |  | Z1 | [5 empty] | 2019-01-01 | 2019 | 2 |  | Y | 20 | [8 empty] | False | HVAC | 5
421 | SBJ-Z1-B1-RF-CH-0525 | CH | AIR COOLED CHILLER | HVAC | HVAC | AIR COOLED CHILLER |  | ROOF TOP | SBJ-Z1-B1-RF |  |  | Z1 | [5 empty] | 2019-01-01 | 2019 | 2 |  | Y | 20 | [8 empty] | False | HVAC | 6
422 | SBJ-Z1-B2-RF-CH-0561 | CH | AIR COOLED CHILLER | HVAC | HVAC | AIR COOLED CHILLER |  | ROOF TOP | SBJ-Z1-B2-RF |  |  | Z1 | [5 empty] | 2019-01-01 | 2019 | 2 |  | Y | 20 | [8 empty] | False | HVAC | 7
423 | SBJ-Z1-B2-RF-CH-0562 | CH-562 | AIR COOLED CHILLER | HVAC | HVAC | AIR COOLED CHILLER |  | ROOF TOP | SBJ-Z1-B2-RF |  |  | Z1 | [5 empty] | 2019-01-01 | 2019 | 2 |  | Y | 20 | [8 empty] | False | HVAC | 8
424 | SBJ-Z1-B3-RF-CH-0587 | CH-587 | AIR COOLED CHILLER | HVAC | HVAC | AIR COOLED CHILLER |  | ROOF TOP | SBJ-Z1-B3-RF |  |  | Z1 | [5 empty] | 2019-01-01 | 2019 | 2 |  | Y | 20 | [8 empty] | False | HVAC | 9
425 | SBJ-Z1-B3-RF-CH-0588 | CH-588 | AIR COOLED CHILLER | HVAC | HVAC | AIR COOLED CHILLER |  | ROOF TOP | SBJ-Z1-B3-RF |  |  | Z1 | [5 empty] | 2019-01-01 | 2019 | 2 |  | Y | 20 | [8 empty] | False | HVAC | 10
426 | SBJ-Z1-B4-RF-CH-0613 | CH-613 | AIR COOLED CHILLER | HVAC | HVAC | AIR COOLED CHILLER |  | ROOF TOP | SBJ-Z1-B4-RF |  |  | Z1 | [5 empty] | 2019-01-01 | 2019 | 2 |  | Y | 20 | [8 empty] | False | HVAC | 11
427 | SBJ-Z1-B4-RF-CH-0614 | CH-614 | AIR COOLED CHILLER | HVAC | HVAC | AIR COOLED CHILLER |  | ROOF TOP | SBJ-Z1-B4-RF |  |  | Z1 | [5 empty] | 2019-01-01 | 2019 | 2 |  | Y | 20 | [8 empty] | False | HVAC | 12
428 | SBJ-Z1-B6-RF-CH-0693 | CH-693 | AIR COOLED CHILLER | HVAC | HVAC | AIR COOLED CHILLER |  | ROOF TOP | SBJ-Z1-B6-RF |  |  | Z1 | [5 empty] | 2019-01-01 | 2019 | 2 |  | Y | 20 | [8 empty] | False | HVAC | 13
429 | SBJ-Z1-B6-RF-CH-0694 | CH-694 | AIR COOLED CHILLER | HVAC | HVAC | AIR COOLED CHILLER |  | ROOF TOP | SBJ-Z1-B6-RF |  |  | Z1 | [5 empty] | 2019-01-01 | 2019 | 2 |  | Y | 20 | [8 empty] | False | HVAC | 14
430 | SBJ-Z1-B7-RF-CH-0736 | CH-736 | AIR COOLED CHILLER | HVAC | HVAC | AIR COOLED CHILLER |  | ROOF TOP | SBJ-Z1-B7-RF |  |  | Z1 | [5 empty] | 2019-01-01 | 2019 | 2 |  | Y | 20 | [8 empty] | False | HVAC | 15
431 | SBJ-Z1-B7-RF-CH-0737 | CH-737 | AIR COOLED CHILLER | HVAC | HVAC | AIR COOLED CHILLER |  | ROOF TOP | SBJ-Z1-B7-RF |  |  | Z1 | [5 empty] | 2019-01-01 | 2019 | 2 |  | Y | 20 | [8 empty] | False | HVAC | 16
432 | SBJ-Z1-B8-RF-CH-0779 | CH-779 | AIR COOLED CHILLER | HVAC | HVAC | AIR COOLED CHILLER |  | Accommodation Block 8 | SBJ-Z1-B8 |  |  | Z1 | [5 empty] | 2019-01-01 | 2019 | 2 |  | Y | 20 | [8 empty] | False | HVAC | 17
433 | SBJ-Z1-B8-RF-CH-0780 | CH-780 | AIR COOLED CHILLER | HVAC | HVAC | AIR COOLED CHILLER |  | Accommodation Block 8 | SBJ-Z1-B8 |  |  | Z1 | [5 empty] | 2019-01-01 | 2019 | 2 |  | Y | 20 | [8 empty] | False | HVAC | 18
434 | SBJ-Z2-VS-MTS-ACD | ACD | AC DIFFUSER | HVAC | HVAC | AIR DIFFUSER |  | MALE TOILET STORE | SBJ-Z2-VS-MTS |  |  | Z2 | [5 empty] | 2019-01-01 | 2019 | HY |  | Y | 10 | [8 empty] | False | HVAC | 19
435 | SBJ-Z2-VS-PR-ACD | ACD | AC DIFFUSER | HVAC | HVAC | AIR DIFFUSER |  | PRAYER ROOM | SBJ-Z2-VS-PR |  |  | Z2 | [5 empty] | 2019-01-01 | 2019 | HY |  | Y | 10 | [8 empty] | False | HVAC | 20
436 | SBJ-Z2-VS-MPR-ACD | ACD | AC DIFFUSER | HVAC | HVAC | AIR DIFFUSER |  | MALE PRAYER ROOM | SBJ-Z2-VS-MPR |  |  | Z2 | [5 empty] | 2019-01-01 | 2019 | HY |  | Y | 10 | [8 empty] | False | HVAC | 21
437 | SBJ-Z2-VS-FWR-ACD | ACD | AC DIFFUSER | HVAC | HVAC | AIR DIFFUSER |  | FEMALE WASH ROOM | SBJ-Z2-VS-FWR |  |  | Z2 | [5 empty] | 2019-01-01 | 2019 | HY |  | Y | 10 | [8 empty] | False | HVAC | 22
438 | SBJ-Z1-R03-LS2-HVCAB-0130 | HVCAB130 | CABINET AC(MB-Z2-Z02GL-HVCAB-10130) | HVAC | HVAC | CABINET AC |  | Road 3 | SBJ-Z1-RO3 |  |  | Z1 | [5 empty] | 2019-01-01 | 2019 | HY |  | Y | 15 | [8 empty] | False | HVAC | 23
439 | SBJ-Z8-LS3-HVCAB-0131 | HVCAB-131 | CABINET AC(MB-8-45GL-0131) | HVAC | HVAC | CABINET AC |  | Lifting Station 3 | SBJ-Z8-LS3 |  |  | Z8 | [5 empty] | 2019-01-01 | 2019 | HY |  | Y | 15 | [8 empty] | False | HVAC | 24
440 | SBJ-Z5-LS4-HVCAB-0132 | HVCAB-132 | CABINET AC(MB-5-44GL-0132) | HVAC | HVAC | CABINET AC |  | Lifting Station 4 | SBJ-Z5-LS4 |  |  | Z5 | [5 empty] | 2019-01-01 | 2019 | HY |  | Y | 15 | [8 empty] | False | HVAC | 25
441 | SBJ-Z1-LS5-HVCAB-0133 | HVCAB-133 | CABINET AC(MB-Z1-Z01GL-HVCAB-0133) | HVAC | HVAC | CABINET AC |  | Lifting Station 5 | SBJ-Z1-LS5 |  |  | Z1 | [5 empty] | 2019-01-01 | 2019 | HY |  | Y | 15 | [8 empty] | False | HVAC | 26
442 | SBJ-Z3-PS3-HVCAB-0128 | HVCAB-128 | CABINET AC(MB-3-43GL-0128) | HVAC | HVAC | CABINET AC |  | PUMPING STATION PS 3 | SBJ-Z3-PS3 |  |  | Z3 | [5 empty] | 2019-01-01 | 2019 | HY |  | Y | 15 | [8 empty] | False | HVAC | 27
443 | SBJ-Z3-PS4-HVCAB-0129 | HVCAB-129 | CABINET AC(MB-3-43GL-0129) | HVAC | HVAC | CABINET AC |  | PUMPING STATION 4 | SBJ-Z3-PS4 |  |  | Z3 | [5 empty] | 2019-01-01 | 2019 | HY |  | Y | 15 | [8 empty] | False | HVAC | 28
444 | SBJ-Z2-VS-LF-CTAC1 | CTAC1 | CASSETTE TYPE AC | HVAC | HVAC | CASSETTE TYPE AC |  | LIFT | SBJ-Z2-VS-LIFT |  |  | Z2 | [5 empty] | 2019-01-01 | 2019 | HY |  | Y | 15 | [8 empty] | False | HVAC | 29
445 | SBJ-Z2-VS-LF-CTAC2 | CTAC2 | CASSETTE TYPE AC | HVAC | HVAC | CASSETTE TYPE AC |  | LIFT | SBJ-Z2-VS-LIFT |  |  | Z2 | [5 empty] | 2019-01-01 | 2019 | HY |  | Y | 15 | [8 empty] | False | HVAC | 30
446 | SBJ-Z1-FM-RT-CDP1 | CDP1 | CH-DOSING PUMP-1(MB-Z1-FMBRF-HVDOP-14100) | HVAC | HVAC | DOSING PUMP |  | ROOF TOP | SBJ-Z1-FM-RF |  |  | Z1 | [5 empty] | 2019-01-01 | 2019 | 2 |  | Y | 25 | [8 empty] | False | HVAC | 31
447 | SBJ-Z1-FM-RT-CDP2 | CDP2 | CH-DOSING PUMP-2(MB-Z1-FMBRF-HVDOP-14101) | HVAC | HVAC | DOSING PUMP |  | ROOF TOP | SBJ-Z1-FM-RF |  |  | Z1 | [5 empty] | 2019-01-01 | 2019 | 2 |  | Y | 25 | [8 empty] | False | HVAC | 32
448 | SBJ-Z1-NUB-REC-HVDXI-2389 | HVDXI-2389 | DUCTABLE SPLIT AC | HVAC | HVAC | DUCTABLE SPLIT AC |  | Nursery Building | SBJ-Z1-NUB |  |  | Z1 |  |  |  | Check BOQ Staff Accommodation / VS for split AC tonnage (typically 1.5-2.5 Ton) |  | 2019-01-01 | 2019 | HY |  | Y | 15 | [8 empty] | False | HVAC | 33
449 | SBJ-Z1-NUB-LSS-HVDXI-2390 | HVDXI-2390 | DUCTABLE SPLIT AC | HVAC | HVAC | DUCTABLE SPLIT AC |  | Nursery Building | SBJ-Z1-NUB |  |  | Z1 |  |  |  | Check BOQ Staff Accommodation / VS for split AC tonnage (typically 1.5-2.5 Ton) |  | 2019-01-01 | 2019 | HY |  | Y | 15 | [8 empty] | False | HVAC | 34
450 | SBJ-Z1-NUB-LSO-HVDXI-2391 | HVDXI-2391 | DUCTABLE SPLIT AC | HVAC | HVAC | DUCTABLE SPLIT AC |  | Nursery Building | SBJ-Z1-NUB |  |  | Z1 |  |  |  | Check BOQ Staff Accommodation / VS for split AC tonnage (typically 1.5-2.5 Ton) |  | 2019-01-01 | 2019 | HY |  | Y | 15 | [8 empty] | False | HVAC | 35
451 | SBJ-Z1-NUB-OFC-HVDXI-2392 | HVDXI-2392 | DUCTABLE SPLIT AC | HVAC | HVAC | DUCTABLE SPLIT AC |  | Nursery Building | SBJ-Z1-NUB |  |  | Z1 |  |  |  | Check BOQ Staff Accommodation / VS for split AC tonnage (typically 1.5-2.5 Ton) |  | 2019-01-01 | 2019 | HY |  | Y | 15 | [8 empty] | False | HVAC | 36
452 | SBJ-Z1-SCB-SCR-HVDXI-2386 | HVDXI-2386 | DUCTABLE SPLIT AC | HVAC | HVAC | DUCTABLE SPLIT AC |  | SECURITY ROOM | SBJ-Z1-SCB-SCR |  |  | Z1 |  |  |  | Check BOQ Staff Accommodation / VS for split AC tonnage (typically 1.5-2.5 Ton) |  | 2019-01-01 | 2019 | HY |  | Y | 15 | [8 empty] | False | HVAC | 37
453 | SBJ-Z1-SCB-SCR-HVDXI-2387 | HVDXI-2387 | DUCTABLE SPLIT AC | HVAC | HVAC | DUCTABLE SPLIT AC |  | SECURITY ROOM | SBJ-Z1-SCB-SCR |  |  | Z1 |  |  |  | Check BOQ Staff Accommodation / VS for split AC tonnage (typically 1.5-2.5 Ton) |  | 2019-01-01 | 2019 | HY |  | Y | 15 | [8 empty] | False | HVAC | 38
454 | SBJ-Z1-ROP-HVDXI-2384 | HVDXI2384 | DUCTABLE SPLIT AC | HVAC | HVAC | DUCTABLE SPLIT AC |  | ROP BUILDING | SBJ-Z1-ROP |  |  | Z1 |  |  |  | Check BOQ Staff Accommodation / VS for split AC tonnage (typically 1.5-2.5 Ton) |  | 2019-01-01 | 2019 | HY |  | Y | 15 | [8 empty] | False | HVAC | 39
455 | SBJ-Z1-ROP-HVDXI-2385 | HVDXI2385 | DUCTABLE SPLIT AC | HVAC | HVAC | DUCTABLE SPLIT AC |  | ROP BUILDING | SBJ-Z1-ROP |  |  | Z1 |  |  |  | Check BOQ Staff Accommodation / VS for split AC tonnage (typically 1.5-2.5 Ton) |  | 2019-01-01 | 2019 | HY |  | Y | 15 | [8 empty] | False | HVAC | 40
456 | SBJ-Z2-VS-MTT-HVDXI | HVDXI | DUCTABLE SPLIT AC | HVAC | HVAC | DUCTABLE SPLIT AC |  | MALE TOILET | SBJ-Z2-VS-MTT |  |  | Z2 |  |  |  | Check BOQ Staff Accommodation / VS for split AC tonnage (typically 1.5-2.5 Ton) |  | 2019-01-01 | 2019 | HY |  | Y | 15 | [8 empty] | False | HVAC | 41
457 | SBJ-Z2-VS-FTT-HVDXI | HVDXI | DUCTABLE SPLIT AC | HVAC | HVAC | DUCTABLE SPLIT AC |  | FEMALE TOILET | SBJ-Z2-VS-FTT |  |  | Z2 |  |  |  | Check BOQ Staff Accommodation / VS for split AC tonnage (typically 1.5-2.5 Ton) |  | 2019-01-01 | 2019 | HY |  | Y | 15 | [8 empty] | False | HVAC | 42
458 | SBJ-Z2-VS-QTO-HVDXI1 | HVDXI1 | DUCTABLE SPLIT AC | HVAC | HVAC | DUCTABLE SPLIT AC |  | QANTAB TOURISM OFFICE | SBJ-Z2-VS-QTO |  |  | Z2 |  |  |  | Check BOQ Staff Accommodation / VS for split AC tonnage (typically 1.5-2.5 Ton) |  | 2019-01-01 | 2019 | HY |  | Y | 15 | [8 empty] | False | HVAC | 43
459 | SBJ-Z2-VS-QTO-HVDXI2 | HVDXI2 | DUCTABLE SPLIT AC | HVAC | HVAC | DUCTABLE SPLIT AC |  | QANTAB TOURISM OFFICE | SBJ-Z2-VS-QTO |  |  | Z2 |  |  |  | Check BOQ Staff Accommodation / VS for split AC tonnage (typically 1.5-2.5 Ton) |  | 2019-01-01 | 2019 | HY |  | Y | 15 | [8 empty] | False | HVAC | 44
460 | SBJ-Z2-VS-MPR-HVDXI | HVDXI | DUCTABLE SPLIT AC | HVAC | HVAC | DUCTABLE SPLIT AC |  | MALE PRAYER ROOM | SBJ-Z2-VS-MPR |  |  | Z2 |  |  |  | Check BOQ Staff Accommodation / VS for split AC tonnage (typically 1.5-2.5 Ton) |  | 2019-01-01 | 2019 | HY |  | Y | 15 | [8 empty] | False | HVAC | 45
461 | SBJ-Z2-VS-FPR-HVDXI | HVDXI | DUCTABLE SPLIT AC | HVAC | HVAC | DUCTABLE SPLIT AC |  | FEMALE PRAYER ROOM | SBJ-Z2-VS-FPR |  |  | Z2 |  |  |  | Check BOQ Staff Accommodation / VS for split AC tonnage (typically 1.5-2.5 Ton) |  | 2019-01-01 | 2019 | HY |  | Y | 15 | [8 empty] | False | HVAC | 46
462 | SBJ-Z1-FM-RT-EXF1 | EXF1 | EXTRACT FAN | HVAC | HVAC | EXTRACT FAN |  | ROOF TOP | SBJ-Z1-FM-RF |  |  | Z1 | [5 empty] | 2019-01-01 | 2019 | Q |  | Y | 15 | [8 empty] | False | HVAC | 47
463 | SBJ-Z1-FM-RT-EXF2 | EXF2 | EXTRACT FAN | HVAC | HVAC | EXTRACT FAN |  | ROOF TOP | SBJ-Z1-FM-RF |  |  | Z1 | [5 empty] | 2019-01-01 | 2019 | Q |  | Y | 15 | [8 empty] | False | HVAC | 48
464 | SBJ-Z1-B5-RF-CH-0653 | CH-653 | EXTRACT FANS | HVAC | HVAC | EXTRACT FAN |  | ROOF TOP | SBJ-Z1-B5-RF |  |  | Z1 | [5 empty] | 2019-01-01 | 2019 | OC |  | Y | 15 | [8 empty] | False | HVAC | 49
465 | SBJ-Z1-B5-RF-CH-0588 | CH-588 | EXTRACT FANS | HVAC | HVAC | EXTRACT FAN |  | ROOF TOP | SBJ-Z1-B5-RF |  |  | Z1 | [5 empty] | 2019-01-01 | 2019 | OC |  | Y | 15 | [8 empty] | False | HVAC | 50
466 | SBJ-Z1-B6-RF-HVEXF-0696 | HVEXF-696 | EXTRACT FANS | HVAC | HVAC | EXTRACT FAN |  | ROOF TOP | SBJ-Z1-B6-RF |  |  | Z1 | [5 empty] | 2019-01-01 | 2019 | OC |  | Y | 15 | [8 empty] | False | HVAC | 51
467 | SBJ-Z1-B6-RF-HVEXF-0697 | HVEXF-697 | EXTRACT FANS | HVAC | HVAC | EXTRACT FAN |  | ROOF TOP | SBJ-Z1-B6-RF |  |  | Z1 | [5 empty] | 2019-01-01 | 2019 | OC |  | Y | 15 | [8 empty] | False | HVAC | 52
468 | SBJ-Z1-FM-RT-FAHU | FAHU | FAHU(MB-Z1-MBRF-HVFAH-1499) | HVAC | HVAC | FAHU |  | ROOF TOP | SBJ-Z1-FM-RF |  |  | Z1 |  |  |  | Check BOQ building MEP for AHU/package unit capacity |  | 2019-01-01 | 2019 | HY |  | Y | 20 | [8 empty] | False | HVAC | 53
469 | SBJ-Z1-B4-RF-FAHU-0612 | FAHU-612 | FAHU | HVAC | HVAC | FAHU |  | ROOF TOP | SBJ-Z1-B4-RF |  |  | Z1 |  |  |  | Check BOQ building MEP for AHU/package unit capacity |  | 2019-01-01 | 2019 | OC |  | Y | 20 | [8 empty] | False | HVAC | 54
470 | SBJ-Z1-B5-RF-HVEXF-0589 | HVEXF-589 | FAHU | HVAC | HVAC | FAHU |  | ROOF TOP | SBJ-Z1-B5-RF |  |  | Z1 |  |  |  | Check BOQ building MEP for AHU/package unit capacity |  | 2019-01-01 | 2019 | OC |  | Y | 20 | [8 empty] | False | HVAC | 55
471 | SBJ-Z1-B5-RF-HVEXF-0590 | HVEXF-590 | FAHU | HVAC | HVAC | FAHU |  | ROOF TOP | SBJ-Z1-B5-RF |  |  | Z1 |  |  |  | Check BOQ building MEP for AHU/package unit capacity |  | 2019-01-01 | 2019 | OC |  | Y | 20 | [8 empty] | False | HVAC | 56
472 | SBJ-Z1-B5-RF-FAHU-0591 | FAHU-591 | FAHU | HVAC | HVAC | FAHU |  | ROOF TOP | SBJ-Z1-B5-RF |  |  | Z1 |  |  |  | Check BOQ building MEP for AHU/package unit capacity |  | 2019-01-01 | 2019 | OC |  | Y | 20 | [8 empty] | False | HVAC | 57
473 | SBJ-Z1-B6-RF-FAHU-0695 | FAHU-695 | FAHU | HVAC | HVAC | FAHU |  | ROOF TOP | SBJ-Z1-B6-RF |  |  | Z1 |  |  |  | Check BOQ building MEP for AHU/package unit capacity |  | 2019-01-01 | 2019 | OC |  | Y | 20 | [8 empty] | False | HVAC | 58
474 | SBJ-Z1-FM-GF-FCU1 | FCU1 | FAN COIL UNIT(MB-Z1-FMBGF-HVFCU-1482) | HVAC | HVAC | FAN COIL UNIT |  | GROUND FLOOR | SBJ-Z1-FM-GF |  |  | Z1 | [5 empty] | 2019-01-01 | 2019 | HY |  | Y | 15 | [8 empty] | False | HVAC | 59
475 | SBJ-Z1-FM-GF-FCU2 | FCU2 | FAN COIL UNIT(MB-Z1-FMBGF-HVFCU-1483) | HVAC | HVAC | FAN COIL UNIT |  | GROUND FLOOR | SBJ-Z1-FM-GF |  |  | Z1 | [5 empty] | 2019-01-01 | 2019 | HY |  | Y | 15 | [8 empty] | False | HVAC | 60
476 | SBJ-Z1-FM-GF-FCU3 | FCU3 | FAN COIL UNIT(MB-Z1-FMBGF-HVFCU-1484) | HVAC | HVAC | FAN COIL UNIT |  | GROUND FLOOR | SBJ-Z1-FM-GF |  |  | Z1 | [5 empty] | 2019-01-01 | 2019 | HY |  | Y | 15 | [8 empty] | False | HVAC | 61
477 | SBJ-Z1-FM-GF-FCU4 | FCU4 | FAN COIL UNIT(MB-Z1-FMBGF-HVFCU-1485) | HVAC | HVAC | FAN COIL UNIT |  | GROUND FLOOR | SBJ-Z1-FM-GF |  |  | Z1 | [5 empty] | 2019-01-01 | 2019 | HY |  | Y | 15 | [8 empty] | False | HVAC | 62
478 | SBJ-Z1-FM-GF-FPY-FCU | FCU | FAN COIL UNIT(MB-Z1-FMBGF-HVFCU-1490) | HVAC | HVAC | FAN COIL UNIT |  | FEMALE PRAYER ROOM | SBJ-Z1-FM-GF-FPY |  |  | Z1 | [5 empty] | 2019-01-01 | 2019 | HY |  | Y | 15 | [8 empty] | False | HVAC | 63
479 | SBJ-Z1-FM-GF-MPY-FCU | FCU | FAN COIL UNIT(MB-Z1-FMBGF-HVFCU-1489) | HVAC | HVAC | FAN COIL UNIT |  | MALE PRAYER ROOM | SBJ-Z1-FM-GF-MPY |  |  | Z1 | [5 empty] | 2019-01-01 | 2019 | HY |  | Y | 15 | [8 empty] | False | HVAC | 64
480 | SBJ-Z1-FM-GF-ITR-FCU1 | FCU1 | FAN COIL UNIT(MB-1-1GF-0094) | HVAC | HVAC | FAN COIL UNIT |  | IT ROOM | SBJ-Z1-FM-GF-ITR |  |  | Z1 | [5 empty] | 2019-01-01 | 2019 | HY |  | Y | 15 | [8 empty] | False | HVAC | 65
481 | SBJ-Z1-FM-GF-ITR-FCU2 | FCU2 | FAN COIL UNIT(MB-1-1GF-0095) | HVAC | HVAC | FAN COIL UNIT |  | IT ROOM | SBJ-Z1-FM-GF-ITR |  |  | Z1 | [5 empty] | 2019-01-01 | 2019 | HY |  | Y | 15 | [8 empty] | False | HVAC | 66
482 | SBJ-Z1-FM-GF-MTR-FCU | FCU | FAN COIL UNIT(MB-Z1-FMBGF-HVFCU-1486) | HVAC | HVAC | FAN COIL UNIT |  | MEETING ROOM | SBJ-Z1-FM-GF-MTR |  |  | Z1 | [5 empty] | 2019-01-01 | 2019 | HY |  | Y | 15 | [8 empty] | False | HVAC | 67
483 | SBJ-Z1-FM-GF-PNT-FCU | FCU | FAN COIL UNIT(MB-Z1-FMBGF-HVFCU-1487) | HVAC | HVAC | FAN COIL UNIT |  | PANTRY | SBJ-Z1-FM-GF-PNT |  |  | Z1 | [5 empty] | 2019-01-01 | 2019 | HY |  | Y | 15 | [8 empty] | False | HVAC | 68
484 | SBJ-Z1-FM-GF-RCP-FCU | FCU | FAN COIL UNIT(MB-Z1-FMBGF-HVFCU-1481) | HVAC | HVAC | FAN COIL UNIT |  | RECEPTION | SBJ-Z1-FM-GF-RCP |  |  | Z1 | [5 empty] | 2019-01-01 | 2019 | HY |  | Y | 15 | [8 empty] | False | HVAC | 69
485 | SBJ-Z1-FM-GF-SER-FCU | FCU | FAN COIL UNIT(MB-Z1-FMBGF-HVFCU-1488) | HVAC | HVAC | FAN COIL UNIT |  | SECURITY ROOM | SBJ-Z1-FM-GF-SER |  |  | Z1 | [5 empty] | 2019-01-01 | 2019 | HY |  | Y | 15 | [8 empty] | False | HVAC | 70
486 | SBJ-Z1-FM-FF-COR-FCU | FCU | FAN COIL UNIT(MB-Z1-FMBFF-HVFCU-1478) | HVAC | HVAC | FAN COIL UNIT |  | CORRIDOR | SBJ-Z1-FM-FF-COR |  |  | Z1 | [5 empty] | 2019-01-01 | 2019 | HY |  | Y | 15 | [8 empty] | False | HVAC | 71
487 | SBJ-Z1-FM-FF-OFC-FCU1 | FCU1 | FAN COIL UNIT(MB-1-1FF-0068) | HVAC | HVAC | FAN COIL UNIT |  | OFFICE | SBJ-Z1-FM-FF-OFC |  |  | Z1 | [5 empty] | 2019-01-01 | 2019 | HY |  | Y | 15 | [8 empty] | False | HVAC | 72
488 | SBJ-Z1-FM-FF-OFC-FCU2 | FCU2 | FAN COIL UNIT(MB-1-1FF-0069) | HVAC | HVAC | FAN COIL UNIT |  | OFFICE | SBJ-Z1-FM-FF-OFC |  |  | Z1 | [5 empty] | 2019-01-01 | 2019 | HY |  | Y | 15 | [8 empty] | False | HVAC | 73
489 | SBJ-Z1-FM-FF-OFC-FCU3 | FCU3 | FAN COIL UNIT(MB-Z1-FMBFF-HVFCU-1470) | HVAC | HVAC | FAN COIL UNIT |  | OFFICE | SBJ-Z1-FM-FF-OFC |  |  | Z1 | [5 empty] | 2019-01-01 | 2019 | HY |  | Y | 15 | [8 empty] | False | HVAC | 74
490 | SBJ-Z1-FM-FF-OFC-FCU4 | FCU4 | FAN COIL UNIT(MB-Z1-FMBFF-HVFCU-1471) | HVAC | HVAC | FAN COIL UNIT |  | OFFICE | SBJ-Z1-FM-FF-OFC |  |  | Z1 | [5 empty] | 2019-01-01 | 2019 | HY |  | Y | 15 | [8 empty] | False | HVAC | 75
491 | SBJ-Z1-FM-FF-OFC-FCU5 | FCU5 | FAN COIL UNIT(MB-Z1-FMBFF-HVFCU-1472) | HVAC | HVAC | FAN COIL UNIT |  | OFFICE | SBJ-Z1-FM-FF-OFC |  |  | Z1 | [5 empty] | 2019-01-01 | 2019 | HY |  | Y | 15 | [8 empty] | False | HVAC | 76
492 | SBJ-Z1-FM-FF-OFC-FCU6 | FCU6 | FAN COIL UNIT(MB-Z1-FMBFF-HVFCU-1473) | HVAC | HVAC | FAN COIL UNIT |  | OFFICE | SBJ-Z1-FM-FF-OFC |  |  | Z1 | [5 empty] | 2019-01-01 | 2019 | HY |  | Y | 15 | [8 empty] | False | HVAC | 77
493 | SBJ-Z1-FM-FF-OFC-FCU7 | FCU7 | FAN COIL UNIT(MB-Z1-FMBFF-HVFCU-1474) | HVAC | HVAC | FAN COIL UNIT |  | OFFICE | SBJ-Z1-FM-FF-OFC |  |  | Z1 | [5 empty] | 2019-01-01 | 2019 | HY |  | Y | 15 | [8 empty] | False | HVAC | 78
494 | SBJ-Z1-FM-FF-OFC-FCU8 | FCU8 | FAN COIL UNIT(MB-Z1-FMBFF-HVFCU-1475) | HVAC | HVAC | FAN COIL UNIT |  | OFFICE | SBJ-Z1-FM-FF-OFC |  |  | Z1 | [5 empty] | 2019-01-01 | 2019 | HY |  | Y | 15 | [8 empty] | False | HVAC | 79
495 | SBJ-Z1-FM-FF-OFC-FCU9 | FCU9 | FAN COIL UNIT(MB-Z1-FMBFF-HVFCU-1476) | HVAC | HVAC | FAN COIL UNIT |  | OFFICE | SBJ-Z1-FM-FF-OFC |  |  | Z1 | [5 empty] | 2019-01-01 | 2019 | HY |  | Y | 15 | [8 empty] | False | HVAC | 80
496 | SBJ-Z1-FM-FF-OFC-FCU10 | FCU10 | FAN COIL UNIT(MB-Z1-FMBFF-HVFCU-1479) | HVAC | HVAC | FAN COIL UNIT |  | OFFICE | SBJ-Z1-FM-FF-OFC |  |  | Z1 | [5 empty] | 2019-01-01 | 2019 | HY |  | Y | 15 | [8 empty] | False | HVAC | 81
497 | SBJ-Z1-FM-FF-PNT-WTD | WTD | WATER DISPENSER(MB-Z1-FMBFF-HVWD-1480) | HVAC | HVAC | FAN COIL UNIT |  | PANTRY | SBJ-Z1-FM-FF-PNT |  |  | Z1 | [5 empty] | 2019-01-01 | 2019 | HY |  | Y | 15 | [8 empty] | False | HVAC | 82
498 | SBJ-Z1-FM-FF-CEO-FCU | FCU | FAN COIL UNIT(MB-1-1FF-0077) | HVAC | HVAC | FAN COIL UNIT |  | CEO OFFICE | SBJ-Z1-FM-FF-CEO |  |  | Z1 | [5 empty] | 2019-01-01 | 2019 | HY |  | Y | 15 | [8 empty] | False | HVAC | 83
499 | SBJ-Z1-B4-GF-TVR-FCU0591 | FCU0591 | FAN COIL UNIT | HVAC | HVAC | FAN COIL UNIT |  | TV ROOM | SBJ-Z1-B4-GF-TVR |  |  | Z1 | [5 empty] | 2019-01-01 | 2019 | OC |  | Y | 15 | [8 empty] | False | HVAC | 84
500 | SBJ-Z1-B4-GF-RM001-FCU0592 | FCU0592 | FAN COIL UNIT | HVAC | HVAC | FAN COIL UNIT |  | ROOM 001 | SBJ-Z1-B4-GF-RM001 |  |  | Z1 | [5 empty] | 2019-01-01 | 2019 | OC |  | Y | 15 | [8 empty] | False | HVAC | 85
501 | SBJ-Z1-B4-GF-RM003-FCU0593 | FCU0593 | FAN COIL UNIT | HVAC | HVAC | FAN COIL UNIT |  | ROOM 003 | SBJ-Z1-B4-GF-RM003 |  |  | Z1 | [5 empty] | 2019-01-01 | 2019 | OC |  | Y | 15 | [8 empty] | False | HVAC | 86
502 | SBJ-Z1-B4-GF-RM005-FCU0594 | FCU0594 | FAN COIL UNIT | HVAC | HVAC | FAN COIL UNIT |  | ROOM 005 | SBJ-Z1-B4-GF-RM005 |  |  | Z1 | [5 empty] | 2019-01-01 | 2019 | OC |  | Y | 15 | [8 empty] | False | HVAC | 87
503 | SBJ-Z1-B4-GF-EXC-FCU0595 | FCU0595 | FAN COIL UNIT | HVAC | HVAC | FAN COIL UNIT |  | EXIT CORRIDOR | SBJ-Z1-B4-GF-EXC |  |  | Z1 | [5 empty] | 2019-01-01 | 2019 | OC |  | Y | 15 | [8 empty] | False | HVAC | 88
504 | SBJ-Z1-B4-GF-RM006-FCU0596 | FCU0596 | FAN COIL UNIT | HVAC | HVAC | FAN COIL UNIT |  | ROOM 006 | SBJ-Z1-B4-GF-RM006 |  |  | Z1 | [5 empty] | 2019-01-01 | 2019 | OC |  | Y | 15 | [8 empty] | False | HVAC | 89
505 | SBJ-Z1-B4-GF-RM004-FCU0597 | FCU0597 | FAN COIL UNIT | HVAC | HVAC | FAN COIL UNIT |  | ROOM 004 | SBJ-Z1-B4-GF-RM004 |  |  | Z1 | [5 empty] | 2019-01-01 | 2019 | OC |  | Y | 15 | [8 empty] | False | HVAC | 90
506 | SBJ-Z1-B4-GF-RM002-FCU0598 | FCU0598 | FAN COIL UNIT | HVAC | HVAC | FAN COIL UNIT |  | ROOM 002 | SBJ-Z1-B4-GF-RM002 |  |  | Z1 | [5 empty] | 2019-01-01 | 2019 | OC |  | Y | 15 | [8 empty] | False | HVAC | 91
507 | SBJ-Z1-B4-GF-CO-FCU | FCU | FAN COIL UNIT | HVAC | HVAC | FAN COIL UNIT |  | CORRIDOR | SBJ-Z1-B4-GF-CO |  |  | Z1 | [5 empty] | 2019-01-01 | 2019 | OC |  | Y | 15 | [8 empty] | False | HVAC | 92
508 | SBJ-Z1-B4-FF-SS-FCU0599 | FCU0599 | FAN COIL UNIT | HVAC | HVAC | FAN COIL UNIT |  | SERVICE AND STORE ROOM | SBJ-Z1-B4-FF-SS |  |  | Z1 | [5 empty] | 2019-01-01 | 2019 | OC |  | Y | 15 | [8 empty] | False | HVAC | 93
509 | SBJ-Z1-B4-FF-RM102-FCU0600 | FCU0600 | FAN COIL UNIT | HVAC | HVAC | FAN COIL UNIT |  | ROOM 102 | SBJ-Z1-B4-FF-RM102 |  |  | Z1 | [5 empty] | 2019-01-01 | 2019 | OC |  | Y | 15 | [8 empty] | False | HVAC | 94
510 | SBJ-Z1-B4-FF-RM104-FCU0601 | FCU0601 | FAN COIL UNIT | HVAC | HVAC | FAN COIL UNIT |  | ROOM 104 | SBJ-Z1-B4-FF-RM104 |  |  | Z1 | [5 empty] | 2019-01-01 | 2019 | OC |  | Y | 15 | [8 empty] | False | HVAC | 95
511 | SBJ-Z1-B4-FF-RM106-FCU0602 | FCU0602 | FAN COIL UNIT | HVAC | HVAC | FAN COIL UNIT |  | ROOM 106 | SBJ-Z1-B4-FF-RM106 |  |  | Z1 | [5 empty] | 2019-01-01 | 2019 | OC |  | Y | 15 | [8 empty] | False | HVAC | 96
512 | SBJ-Z1-B4-FF-RM108-FCU0603 | FCU0603 | FAN COIL UNIT | HVAC | HVAC | FAN COIL UNIT |  | ROOM 108 | SBJ-Z1-B4-FF-RM108 |  |  | Z1 | [5 empty] | 2019-01-01 | 2019 | OC |  | Y | 15 | [8 empty] | False | HVAC | 97
513 | SBJ-Z1-B4-FF-RM107-FCU0604 | FCU0604 | FAN COIL UNIT | HVAC | HVAC | FAN COIL UNIT |  | ROOM 107 | SBJ-Z1-B4-FF-RM107 |  |  | Z1 | [5 empty] | 2019-01-01 | 2019 | OC |  | Y | 15 | [8 empty] | False | HVAC | 98
514 | SBJ-Z1-B4-FF-RM109-FCU0606 | FCU0606 | FAN COIL UNIT | HVAC | HVAC | FAN COIL UNIT |  | ROOM 109 | SBJ-Z1-B4-FF-RM109 |  |  | Z1 | [5 empty] | 2019-01-01 | 2019 | OC |  | Y | 15 | [8 empty] | False | HVAC | 99
515 | SBJ-Z1-B4-FF-EXC-FCU0607 | FCU0607 | FAN COIL UNIT | HVAC | HVAC | FAN COIL UNIT |  | FIRST FLOOR | SBJ-Z1-B4-FF |  |  | Z1 | [5 empty] | 2019-01-01 | 2019 | OC |  | Y | 15 | [8 empty] | False | HVAC | 100
516 | SBJ-Z1-B4-FF-RM105-FCU0608 | FCU0608 | FAN COIL UNIT | HVAC | HVAC | FAN COIL UNIT |  | ROOM 105 | SBJ-Z1-B4-FF-RM105 |  |  | Z1 | [5 empty] | 2019-01-01 | 2019 | OC |  | Y | 15 | [8 empty] | False | HVAC | 101
517 | SBJ-Z1-B4-FF-RM103-FCU0609 | FCU0609 | FAN COIL UNIT | HVAC | HVAC | FAN COIL UNIT |  | ROOM 103 | SBJ-Z1-B4-FF-RM103 |  |  | Z1 | [5 empty] | 2019-01-01 | 2019 | OC |  | Y | 15 | [8 empty] | False | HVAC | 102
518 | SBJ-Z1-B4-FF-RM101-FCU0610 | FCU0610 | FAN COIL UNIT | HVAC | HVAC | FAN COIL UNIT |  | ROOM 101 | SBJ-Z1-B4-FF-RM101 |  |  | Z1 | [5 empty] | 2019-01-01 | 2019 | OC |  | Y | 15 | [8 empty] | False | HVAC | 103
519 | SBJ-Z1-B4-FF-CO-FCU0611 | FCU0611 | FAN COIL UNIT | HVAC | HVAC | FAN COIL UNIT |  | FIRST FLOOR | SBJ-Z1-B4-FF |  |  | Z1 | [5 empty] | 2019-01-01 | 2019 | OC |  | Y | 15 | [8 empty] | False | HVAC | 104
520 | SBJ-Z1-B5-GF-TVR-FCU0617 | FCU0617 | FAN COIL UNIT | HVAC | HVAC | FAN COIL UNIT |  | TV ROOM | SBJ-Z1-B5-GF-TVR |  |  | Z1 | [5 empty] | 2019-01-01 | 2019 | OC |  | Y | 15 | [8 empty] | False | HVAC | 105
521 | SBJ-Z1-B5-GF-EXC-FCU0618 | FCU0618 | FAN COIL UNIT | HVAC | HVAC | FAN COIL UNIT |  | EXIT CORRIDOR | SBJ-Z1-B5-GF-EXC |  |  | Z1 | [5 empty] | 2019-01-01 | 2019 | OC |  | Y | 15 | [8 empty] | False | HVAC | 106
522 | SBJ-Z1-B5-GF-RM003-FCU0619 | FCU0619 | FAN COIL UNIT | HVAC | HVAC | FAN COIL UNIT |  | ROOM 3 | SBJ-Z1-B5-GF-RM003 |  |  | Z1 | [5 empty] | 2019-01-01 | 2019 | OC |  | Y | 15 | [8 empty] | False | HVAC | 107
523 | SBJ-Z1-B5-GF-RM005-FCU0620 | FCU0620 | FAN COIL UNIT | HVAC | HVAC | FAN COIL UNIT |  | ROOM 5 | SBJ-Z1-B5-GF-RM005 |  |  | Z1 | [5 empty] | 2019-01-01 | 2019 | OC |  | Y | 15 | [8 empty] | False | HVAC | 108
524 | SBJ-Z1-B5-GF-RM001-FCU0621 | FCU0621 | FAN COIL UNIT | HVAC | HVAC | FAN COIL UNIT |  | ROOM 1 | SBJ-Z1-B5-GF-RM001 |  |  | Z1 | [5 empty] | 2019-01-01 | 2019 | OC |  | Y | 15 | [8 empty] | False | HVAC | 109
525 | SBJ-Z1-B5-GF-RM006-FCU0622 | FCU0622 | FAN COIL UNIT | HVAC | HVAC | FAN COIL UNIT |  | ROOM 6 | SBJ-Z1-B5-GF-RM006 |  |  | Z1 | [5 empty] | 2019-01-01 | 2019 | OC |  | Y | 15 | [8 empty] | False | HVAC | 110
526 | SBJ-Z1-B5-GF-RM004-FCU0623 | FCU0623 | FAN COIL UNIT | HVAC | HVAC | FAN COIL UNIT |  | ROOM 4 | SBJ-Z1-B5-GF-RM004 |  |  | Z1 | [5 empty] | 2019-01-01 | 2019 | OC |  | Y | 15 | [8 empty] | False | HVAC | 111
527 | SBJ-Z1-B5-GF-RM002-FCU0624 | FCU0624 | FAN COIL UNIT | HVAC | HVAC | FAN COIL UNIT |  | ROOM 2 | SBJ-Z1-B5-GF-RM002 |  |  | Z1 | [5 empty] | 2019-01-01 | 2019 | OC |  | Y | 15 | [8 empty] | False | HVAC | 112
528 | SBJ-Z1-B5-GF-CO-FCU0625 | FCU0625 | FAN COIL UNIT | HVAC | HVAC | FAN COIL UNIT |  | CORRIDOR | SBJ-Z1-B5-GF-CO |  |  | Z1 | [5 empty] | 2019-01-01 | 2019 | OC |  | Y | 15 | [8 empty] | False | HVAC | 113
529 | SBJ-Z1-B5-FF-ST-FCU0626 | FCU0626 | FAN COIL UNIT | HVAC | HVAC | FAN COIL UNIT |  | STORE ROOM | SBJ-Z1-B5-FF-ST |  |  | Z1 | [5 empty] | 2019-01-01 | 2019 | OC |  | Y | 15 | [8 empty] | False | HVAC | 114
530 | SBJ-Z1-B5-FF-RM102-FCU0627 | FCU0627 | FAN COIL UNIT | HVAC | HVAC | FAN COIL UNIT |  | ROOM 102 | SBJ-Z1-B5-FF-RM102 |  |  | Z1 | [5 empty] | 2019-01-01 | 2019 | OC |  | Y | 15 | [8 empty] | False | HVAC | 115
531 | SBJ-Z1-B5-FF-RM104-FCU0628 | FCU0628 | FAN COIL UNIT | HVAC | HVAC | FAN COIL UNIT |  | ROOM 104 | SBJ-Z1-B5-FF-RM104 |  |  | Z1 | [5 empty] | 2019-01-01 | 2019 | OC |  | Y | 15 | [8 empty] | False | HVAC | 116
532 | SBJ-Z1-B5-FF-RM106-FCU0629 | FCU0629 | FAN COIL UNIT | HVAC | HVAC | FAN COIL UNIT |  | ROOM 106 | SBJ-Z1-B5-FF-RM106 |  |  | Z1 | [5 empty] | 2019-01-01 | 2019 | OC |  | Y | 15 | [8 empty] | False | HVAC | 117
533 | SBJ-Z1-B5-FF-RM108-FCU0630 | FCU0630 | FAN COIL UNIT | HVAC | HVAC | FAN COIL UNIT |  | ROOM 108 | SBJ-Z1-B5-FF-RM108 |  |  | Z1 | [5 empty] | 2019-01-01 | 2019 | OC |  | Y | 15 | [8 empty] | False | HVAC | 118
534 | SBJ-Z1-B5-FF-EXC-FCU0631 | FCU0631 | FAN COIL UNIT | HVAC | HVAC | FAN COIL UNIT |  | EXIT CORRIDOR | SBJ-Z1-B5-FF-EXC |  |  | Z1 | [5 empty] | 2019-01-01 | 2019 | OC |  | Y | 15 | [8 empty] | False | HVAC | 119
535 | SBJ-Z1-B5-FF-RM109-FCU0632 | FCU0632 | FAN COIL UNIT | HVAC | HVAC | FAN COIL UNIT |  | ROOM 109 | SBJ-Z1-B5-FF-RM109 |  |  | Z1 | [5 empty] | 2019-01-01 | 2019 | OC |  | Y | 15 | [8 empty] | False | HVAC | 120
536 | SBJ-Z1-B5-FF-RM107-FCU0633 | FCU0633 | FAN COIL UNIT | HVAC | HVAC | FAN COIL UNIT |  | ROOM 107 | SBJ-Z1-B5-FF-RM107 |  |  | Z1 | [5 empty] | 2019-01-01 | 2019 | OC |  | Y | 15 | [8 empty] | False | HVAC | 121
537 | SBJ-Z1-B5-FF-RM105-FCU0634 | FCU0634 | FAN COIL UNIT | HVAC | HVAC | FAN COIL UNIT |  | ROOM 105 | SBJ-Z1-B5-FF-RM105 |  |  | Z1 | [5 empty] | 2019-01-01 | 2019 | OC |  | Y | 15 | [8 empty] | False | HVAC | 122
538 | SBJ-Z1-B5-FF-RM103-FCU0635 | FCU0635 | FAN COIL UNIT | HVAC | HVAC | FAN COIL UNIT |  | ROOM 103 | SBJ-Z1-B5-FF-RM103 |  |  | Z1 | [5 empty] | 2019-01-01 | 2019 | OC |  | Y | 15 | [8 empty] | False | HVAC | 123
539 | SBJ-Z1-B5-FF-RM101-FCU0636 | FCU0636 | FAN COIL UNIT | HVAC | HVAC | FAN COIL UNIT |  | ROOM 101 | SBJ-Z1-B5-FF-RM101 |  |  | Z1 | [5 empty] | 2019-01-01 | 2019 | OC |  | Y | 15 | [8 empty] | False | HVAC | 124
540 | SBJ-Z1-B5-FF-SS-FCU0637 | FCU0637 | FAN COIL UNIT | HVAC | HVAC | FAN COIL UNIT |  | SERVICES AND STORE | SBJ-Z1-B5-FF-SS |  |  | Z1 | [5 empty] | 2019-01-01 | 2019 | OC |  | Y | 15 | [8 empty] | False | HVAC | 125
541 | SBJ-Z1-B5-SF-SS-FCU0638 | FCU0638 | FAN COIL UNIT | HVAC | HVAC | FAN COIL UNIT |  | SERVICES AND STORES | SBJ-Z1-B5-SF-SS |  |  | Z1 | [5 empty] | 2019-01-01 | 2019 | OC |  | Y | 15 | [8 empty] | False | HVAC | 126
542 | SBJ-Z1-B5-SF-RM202-FCU0639 | FCU0639 | FAN COIL UNIT | HVAC | HVAC | FAN COIL UNIT |  | ROOM 202 | SBJ-Z1-B5-SF-RM202 |  |  | Z1 | [5 empty] | 2019-01-01 | 2019 | OC |  | Y | 15 | [8 empty] | False | HVAC | 127
543 | SBJ-Z1-B5-SF-RM204-FCU0640 | FCU0640 | FAN COIL UNIT | HVAC | HVAC | FAN COIL UNIT |  | ROOM 204 | SBJ-Z1-B5-SF-RM204 |  |  | Z1 | [5 empty] | 2019-01-01 | 2019 | OC |  | Y | 15 | [8 empty] | False | HVAC | 128
544 | SBJ-Z1-B5-SF-RM206-FCU0641 | FCU0641 | FAN COIL UNIT | HVAC | HVAC | FAN COIL UNIT |  | ROOM 206 | SBJ-Z1-B5-SF-RM206 |  |  | Z1 | [5 empty] | 2019-01-01 | 2019 | OC |  | Y | 15 | [8 empty] | False | HVAC | 129
545 | SBJ-Z1-B5-SF-RM208-FCU0642 | FCU0642 | FAN COIL UNIT | HVAC | HVAC | FAN COIL UNIT |  | ROOM 208 | SBJ-Z1-B5-SF-RM208 |  |  | Z1 | [5 empty] | 2019-01-01 | 2019 | OC |  | Y | 15 | [8 empty] | False | HVAC | 130
546 | SBJ-Z1-B5-SF-EXC-FCU0643 | FCU0643 | FAN COIL UNIT | HVAC | HVAC | FAN COIL UNIT |  | EXIT CORRIDOR | SBJ-Z1-B5-SF-EXC |  |  | Z1 | [5 empty] | 2019-01-01 | 2019 | OC |  | Y | 15 | [8 empty] | False | HVAC | 131
547 | SBJ-Z1-B5-SF-RM209-FCU0644 | FCU0644 | FAN COIL UNIT | HVAC | HVAC | FAN COIL UNIT |  | ROOM 209 | SBJ-Z1-B5-SF-RM209 |  |  | Z1 | [5 empty] | 2019-01-01 | 2019 | OC |  | Y | 15 | [8 empty] | False | HVAC | 132
548 | SBJ-Z1-B5-SF-RM207-FCU0645 | FCU0645 | FAN COIL UNIT | HVAC | HVAC | FAN COIL UNIT |  | ROOM 207 | SBJ-Z1-B5-SF-RM207 |  |  | Z1 | [5 empty] | 2019-01-01 | 2019 | OC |  | Y | 15 | [8 empty] | False | HVAC | 133
549 | SBJ-Z1-B5-SF-RM205-FCU0646 | FCU0646 | FAN COIL UNIT | HVAC | HVAC | FAN COIL UNIT |  | ROOM 205 | SBJ-Z1-B5-SF-RM205 |  |  | Z1 | [5 empty] | 2019-01-01 | 2019 | OC |  | Y | 15 | [8 empty] | False | HVAC | 134
550 | SBJ-Z1-B5-SF-RM203-FCU0647 | FCU0647 | FAN COIL UNIT | HVAC | HVAC | FAN COIL UNIT |  | ROOM 203 | SBJ-Z1-B5-SF-RM203 |  |  | Z1 | [5 empty] | 2019-01-01 | 2019 | OC |  | Y | 15 | [8 empty] | False | HVAC | 135
551 | SBJ-Z1-B5-SF-RM201-FCU0648 | FCU0648 | FAN COIL UNIT | HVAC | HVAC | FAN COIL UNIT |  | ROOM 201 | SBJ-Z1-B5-SF-RM201 |  |  | Z1 | [5 empty] | 2019-01-01 | 2019 | OC |  | Y | 15 | [8 empty] | False | HVAC | 136
552 | SBJ-Z1-B5-SF-CO-FCU0649 | FCU0649 | FAN COIL UNIT | HVAC | HVAC | FAN COIL UNIT |  | CORRIDOR | SBJ-Z1-B5-SF-CO |  |  | Z1 | [5 empty] | 2019-01-01 | 2019 | OC |  | Y | 15 | [8 empty] | False | HVAC | 137
553 | SBJ-Z1-B6-GF-TVR-FCU0655 | FCU0655 | FAN COIL UNIT | HVAC | HVAC | FAN COIL UNIT |  | TV ROOM | SBJ-Z1-B6-GF-TVR |  |  | Z1 | [5 empty] | 2019-01-01 | 2019 | OC |  | Y | 15 | [8 empty] | False | HVAC | 138
554 | SBJ-Z1-B6-GF-RM001-FCU0656 | FCU0656 | FAN COIL UNIT | HVAC | HVAC | FAN COIL UNIT |  | ROOM 1 | SBJ-Z1-B6-GF-RM001 |  |  | Z1 | [5 empty] | 2019-01-01 | 2019 | OC |  | Y | 15 | [8 empty] | False | HVAC | 139
555 | SBJ-Z1-B6-GF-RM003-FCU0657 | FCU0657 | FAN COIL UNIT | HVAC | HVAC | FAN COIL UNIT |  | ROOM 3 | SBJ-Z1-B6-GF-RM003 |  |  | Z1 | [5 empty] | 2019-01-01 | 2019 | OC |  | Y | 15 | [8 empty] | False | HVAC | 140
556 | SBJ-Z1-B6-GF-RM005-FCU0658 | FCU0658 | FAN COIL UNIT | HVAC | HVAC | FAN COIL UNIT |  | ROOM 5 | SBJ-Z1-B6-GF-RM005 |  |  | Z1 | [5 empty] | 2019-01-01 | 2019 | OC |  | Y | 15 | [8 empty] | False | HVAC | 141
557 | SBJ-Z1-B6-GF-RM007-FCU0659 | FCU0659 | FAN COIL UNIT | HVAC | HVAC | FAN COIL UNIT |  | ROOM 7 | SBJ-Z1-B6-GF-RM007 |  |  | Z1 | [5 empty] | 2019-01-01 | 2019 | OC |  | Y | 15 | [8 empty] | False | HVAC | 142
558 | SBJ-Z1-B6-GF-EXC-FCU0660 | FCU0660 | FAN COIL UNIT | HVAC | HVAC | FAN COIL UNIT |  | EXIT CORRIDOR | SBJ-Z1-B6-GF-EXC |  |  | Z1 | [5 empty] | 2019-01-01 | 2019 | OC |  | Y | 15 | [8 empty] | False | HVAC | 143
559 | SBJ-Z1-B6-GF-RM008-FCU0661 | FCU0661 | FAN COIL UNIT | HVAC | HVAC | FAN COIL UNIT |  | ROOM 8 | SBJ-Z1-B6-GF-RM008 |  |  | Z1 | [5 empty] | 2019-01-01 | 2019 | OC |  | Y | 15 | [8 empty] | False | HVAC | 144
560 | SBJ-Z1-B6-GF-RM006-FCU0662 | FCU0662 | FAN COIL UNIT | HVAC | HVAC | FAN COIL UNIT |  | ROOM 6 | SBJ-Z1-B6-GF-RM006 |  |  | Z1 | [5 empty] | 2019-01-01 | 2019 | OC |  | Y | 15 | [8 empty] | False | HVAC | 145
561 | SBJ-Z1-B6-GF-RM004-FCU0663 | FCU0663 | FAN COIL UNIT | HVAC | HVAC | FAN COIL UNIT |  | ROOM 4 | SBJ-Z1-B6-GF-RM004 |  |  | Z1 | [5 empty] | 2019-01-01 | 2019 | OC |  | Y | 15 | [8 empty] | False | HVAC | 146
562 | SBJ-Z1-B6-GF-RM002-FCU0664 | FCU0664 | FAN COIL UNIT | HVAC | HVAC | FAN COIL UNIT |  | ROOM 2 | SBJ-Z1-B6-GF-RM002 |  |  | Z1 | [5 empty] | 2019-01-01 | 2019 | OC |  | Y | 15 | [8 empty] | False | HVAC | 147
563 | SBJ-Z1-B6-GF-CO-FCU0665 | FCU0665 | FAN COIL UNIT | HVAC | HVAC | FAN COIL UNIT |  | CORRIDOR | SBJ-Z1-B6-GF-CO |  |  | Z1 | [5 empty] | 2019-01-01 | 2019 | OC |  | Y | 15 | [8 empty] | False | HVAC | 148
564 | SBJ-Z1-B6-FF-SS-FCU0666 | FCU0666 | FAN COIL UNIT | HVAC | HVAC | FAN COIL UNIT |  | SERVICES AND STORE | SBJ-Z1-B6-FF-SS |  |  | Z1 | [5 empty] | 2019-01-01 | 2019 | OC |  | Y | 15 | [8 empty] | False | HVAC | 149
565 | SBJ-Z1-B6-FF-RM102-FCU0667 | FCU0667 | FAN COIL UNIT | HVAC | HVAC | FAN COIL UNIT |  | ROOM 102 | SBJ-Z1-B6-FF-RM102 |  |  | Z1 | [5 empty] | 2019-01-01 | 2019 | OC |  | Y | 15 | [8 empty] | False | HVAC | 150
566 | SBJ-Z1-B6-FF-RM104-FCU0668 | FCU0668 | FAN COIL UNIT | HVAC | HVAC | FAN COIL UNIT |  | ROOM 104 | SBJ-Z1-B6-FF-RM104 |  |  | Z1 | [5 empty] | 2019-01-01 | 2019 | OC |  | Y | 15 | [8 empty] | False | HVAC | 151
567 | SBJ-Z1-B6-FF-RM106-FCU0669 | FCU0669 | FAN COIL UNIT | HVAC | HVAC | FAN COIL UNIT |  | ROOM 106 | SBJ-Z1-B6-FF-RM106 |  |  | Z1 | [5 empty] | 2019-01-01 | 2019 | OC |  | Y | 15 | [8 empty] | False | HVAC | 152
568 | SBJ-Z1-B6-FF-RM108-FCU0670 | FCU0670 | FAN COIL UNIT | HVAC | HVAC | FAN COIL UNIT |  | ROOM 108 | SBJ-Z1-B6-FF-RM108 |  |  | Z1 | [5 empty] | 2019-01-01 | 2019 | OC |  | Y | 15 | [8 empty] | False | HVAC | 153
569 | SBJ-Z1-B6-FF-RM110-FCU0671 | FCU0671 | FAN COIL UNIT | HVAC | HVAC | FAN COIL UNIT |  | ROOM 110 | SBJ-Z1-B6-FF-RM110 |  |  | Z1 | [5 empty] | 2019-01-01 | 2019 | OC |  | Y | 15 | [8 empty] | False | HVAC | 154
570 | SBJ-Z1-B6-FF-RM111-FCU0672 | FCU0672 | FAN COIL UNIT | HVAC | HVAC | FAN COIL UNIT |  | ROOM 111 | SBJ-Z1-B6-FF-RM111 |  |  | Z1 | [5 empty] | 2019-01-01 | 2019 | OC |  | Y | 15 | [8 empty] | False | HVAC | 155
571 | SBJ-Z1-B6-FF-RM109-FCU0673 | FCU0673 | FAN COIL UNIT | HVAC | HVAC | FAN COIL UNIT |  | ROOM 109 | SBJ-Z1-B6-FF-RM109 |  |  | Z1 | [5 empty] | 2019-01-01 | 2019 | OC |  | Y | 15 | [8 empty] | False | HVAC | 156
572 | SBJ-Z1-B6-FF-RM107-FCU0674 | FCU0674 | FAN COIL UNIT | HVAC | HVAC | FAN COIL UNIT |  | ROOM 107 | SBJ-Z1-B6-FF-RM107 |  |  | Z1 | [5 empty] | 2019-01-01 | 2019 | OC |  | Y | 15 | [8 empty] | False | HVAC | 157
573 | SBJ-Z1-B6-FF-RM105-FCU0675 | FCU0675 | FAN COIL UNIT | HVAC | HVAC | FAN COIL UNIT |  | ROOM 105 | SBJ-Z1-B6-FF-RM105 |  |  | Z1 | [5 empty] | 2019-01-01 | 2019 | OC |  | Y | 15 | [8 empty] | False | HVAC | 158
574 | SBJ-Z1-B6-FF-RM103-FCU0676 | FCU0676 | FAN COIL UNIT | HVAC | HVAC | FAN COIL UNIT |  | ROOM 103 | SBJ-Z1-B6-FF-RM103 |  |  | Z1 | [5 empty] | 2019-01-01 | 2019 | OC |  | Y | 15 | [8 empty] | False | HVAC | 159
575 | SBJ-Z1-B6-FF-RM101-FCU0677 | FCU0677 | FAN COIL UNIT | HVAC | HVAC | FAN COIL UNIT |  | ROOM 101 | SBJ-Z1-B6-FF-RM101 |  |  | Z1 | [5 empty] | 2019-01-01 | 2019 | OC |  | Y | 15 | [8 empty] | False | HVAC | 160
576 | SBJ-Z1-B6-FF-CO-FCU0678 | FCU0678 | FAN COIL UNIT | HVAC | HVAC | FAN COIL UNIT |  | CORRIDOR | SBJ-Z1-B6-FF-CO |  |  | Z1 | [5 empty] | 2019-01-01 | 2019 | OC |  | Y | 15 | [8 empty] | False | HVAC | 161
577 | SBJ-Z1-B6-SF-SS-FCU0679 | FCU0679 | FAN COIL UNIT | HVAC | HVAC | FAN COIL UNIT |  | SERVICES AND STORE | SBJ-Z1-B6-SF-SS |  |  | Z1 | [5 empty] | 2019-01-01 | 2019 | OC |  | Y | 15 | [8 empty] | False | HVAC | 162
578 | SBJ-Z1-B6-SF-RM202-FCU0680 | FCU0680 | FAN COIL UNIT | HVAC | HVAC | FAN COIL UNIT |  | ROOM 202 | SBJ-Z1-B6-SF-RM202 |  |  | Z1 | [5 empty] | 2019-01-01 | 2019 | OC |  | Y | 15 | [8 empty] | False | HVAC | 163
579 | SBJ-Z1-B6-SF-RM204-FCU0681 | FCU0681 | FAN COIL UNIT | HVAC | HVAC | FAN COIL UNIT |  | ROOM 204 | SBJ-Z1-B6-SF-RM204 |  |  | Z1 | [5 empty] | 2019-01-01 | 2019 | OC |  | Y | 15 | [8 empty] | False | HVAC | 164
580 | SBJ-Z1-B6-SF-RM206-FCU0682 | FCU0682 | FAN COIL UNIT | HVAC | HVAC | FAN COIL UNIT |  | ROOM 206 | SBJ-Z1-B6-SF-RM206 |  |  | Z1 | [5 empty] | 2019-01-01 | 2019 | OC |  | Y | 15 | [8 empty] | False | HVAC | 165
581 | SBJ-Z1-B6-SF-RM208-FCU0683 | FCU0683 | FAN COIL UNIT | HVAC | HVAC | FAN COIL UNIT |  | ROOM 208 | SBJ-Z1-B6-SF-RM208 |  |  | Z1 | [5 empty] | 2019-01-01 | 2019 | OC |  | Y | 15 | [8 empty] | False | HVAC | 166
582 | SBJ-Z1-B6-SF-RM210-FCU0684 | FCU0684 | FAN COIL UNIT | HVAC | HVAC | FAN COIL UNIT |  | ROOM 210 | SBJ-Z1-B6-SF-RM210 |  |  | Z1 | [5 empty] | 2019-01-01 | 2019 | OC |  | Y | 15 | [8 empty] | False | HVAC | 167
583 | SBJ-Z1-B6-SF-CO-FCU0685 | FCU0685 | FAN COIL UNIT | HVAC | HVAC | FAN COIL UNIT |  | CORRIDOR | SBJ-Z1-B6-SF-CO |  |  | Z1 | [5 empty] | 2019-01-01 | 2019 | OC |  | Y | 15 | [8 empty] | False | HVAC | 168
584 | SBJ-Z1-B6-SF-RM211-FCU0686 | FCU0686 | FAN COIL UNIT | HVAC | HVAC | FAN COIL UNIT |  | ROOM 211 | SBJ-Z1-B6-SF-RM211 |  |  | Z1 | [5 empty] | 2019-01-01 | 2019 | OC |  | Y | 15 | [8 empty] | False | HVAC | 169
585 | SBJ-Z1-B6-SF-RM209-FCU0687 | FCU0687 | FAN COIL UNIT | HVAC | HVAC | FAN COIL UNIT |  | ROOM 209 | SBJ-Z1-B6-SF-RM209 |  |  | Z1 | [5 empty] | 2019-01-01 | 2019 | OC |  | Y | 15 | [8 empty] | False | HVAC | 170
586 | SBJ-Z1-B6-SF-RM207-FCU0688 | FCU0688 | FAN COIL UNIT | HVAC | HVAC | FAN COIL UNIT |  | ROOM 207 | SBJ-Z1-B6-SF-RM207 |  |  | Z1 | [5 empty] | 2019-01-01 | 2019 | OC |  | Y | 15 | [8 empty] | False | HVAC | 171
587 | SBJ-Z1-B6-SF-RM205-FCU0689 | FCU0689 | FAN COIL UNIT | HVAC | HVAC | FAN COIL UNIT |  | ROOM 205 | SBJ-Z1-B6-SF-RM205 |  |  | Z1 | [5 empty] | 2019-01-01 | 2019 | OC |  | Y | 15 | [8 empty] | False | HVAC | 172
588 | SBJ-Z1-B6-SF-RM203-FCU0690 | FCU0690 | FAN COIL UNIT | HVAC | HVAC | FAN COIL UNIT |  | ROOM 203 | SBJ-Z1-B6-SF-RM203 |  |  | Z1 | [5 empty] | 2019-01-01 | 2019 | OC |  | Y | 15 | [8 empty] | False | HVAC | 173
589 | SBJ-Z1-B6-SF-RM201-FCU0691 | FCU0691 | FAN COIL UNIT | HVAC | HVAC | FAN COIL UNIT |  | ROOM 201 | SBJ-Z1-B6-SF-RM201 |  |  | Z1 | [5 empty] | 2019-01-01 | 2019 | OC |  | Y | 15 | [8 empty] | False | HVAC | 174
590 | SBJ-Z1-B6-SF-CO-FCU0692 | FCU0692 | FAN COIL UNIT | HVAC | HVAC | FAN COIL UNIT |  | CORRIDOR | SBJ-Z1-B6-SF-CO |  |  | Z1 | [5 empty] | 2019-01-01 | 2019 | OC |  | Y | 15 | [8 empty] | False | HVAC | 175
591 | SBJ-Z1-FM-GF-PNT-FRZ | FRZ | FREEZER(MB-Z1-FMBGF-HVFRE-1493) | HVAC | HVAC | FREEZER |  | PANTRY | SBJ-Z1-FM-GF-PNT |  |  | Z1 | [5 empty] | 2019-01-01 | 2019 | 2 |  | Y | 15 | [8 empty] | False | HVAC | 176
592 | SBJ-Z1-FM-GF-PNT-REF | REF | REFRIGERATOR(MB-Z1-FMBGF-FVREF-1491) | HVAC | HVAC | REFRIGERATOR |  | PANTRY | SBJ-Z1-FM-GF-PNT |  |  | Z1 | [5 empty] | 2019-01-01 | 2019 | 2 |  | Y | 15 | [8 empty] | False | HVAC | 177
593 | SBJ-Z2-ESC-GF-CAF-REF | REF | REFRIGERATOR(MB-2-2GF-0126) | HVAC | HVAC | REFRIGERATOR |  | CAFETERIA | SBJ-Z2-ESC-GF-CAF |  |  | Z2 | [5 empty] | 2019-01-01 | 2019 | 2 |  | Y | 15 | [8 empty] | False | HVAC | 178
594 | SBJ-Z2-ESC-FF-PNT-REF | REF | REFRIGERATOR(MB-2-2FF-0123) | HVAC | HVAC | REFRIGERATOR |  | PANTRY | SBJ-Z2-ESC-FF-PNT |  |  | Z2 | [5 empty] | 2019-01-01 | 2019 | 2 |  | Y | 15 | [8 empty] | False | HVAC | 179
595 | SBJ-Z1-SCB-SCR-HVSPU-2388 | 2388 | SPLIT AC | HVAC | HVAC | SPLIT AC |  | SECURITY ROOM | SBJ-Z1-SCB-SCR |  |  | Z1 |  |  |  | Check BOQ Staff Accommodation / VS for split AC tonnage (typically 1.5-2.5 Ton) |  | 2019-01-01 | 2019 | HY |  | Y | 15 | [8 empty] | False | HVAC | 180
596 | SBJ-Z1-SLP-SCR-HVSPU-2397 | 2397 | SPLIT AC(MB-Z1-ASRGF-HVSPU-2397) | HVAC | HVAC | SPLIT AC |  | SECURITY ROOM | SBJ-Z1-SLP-SCR |  |  | Z1 |  |  |  | Check BOQ Staff Accommodation / VS for split AC tonnage (typically 1.5-2.5 Ton) |  | 2019-01-01 | 2019 | HY |  | Y | 15 | [8 empty] | False | HVAC | 181
597 | SBJ-Z1-SLP-TR-HVSPU-2394 | 2394 | SPLIT AC(MB-Z1-ASRGF-HVSPU-2394) | HVAC | HVAC | SPLIT AC |  | IT ROOM | SBJ-Z1-SLP-TR |  |  | Z1 |  |  |  | Check BOQ Staff Accommodation / VS for split AC tonnage (typically 1.5-2.5 Ton) |  | 2019-01-01 | 2019 | HY |  | Y | 15 | [8 empty] | False | HVAC | 182
598 | SBJ-Z1-SLP-LVR-HVSPU-2395 | 2395 | SPLIT AC(MB-Z1-ASRGF-HVSPU-2395) | HVAC | HVAC | SPLIT AC |  | LV ROOM | SBJ-Z1-SLP-LV |  |  | Z1 |  |  |  | Check BOQ Staff Accommodation / VS for split AC tonnage (typically 1.5-2.5 Ton) |  | 2019-01-01 | 2019 | HY |  | Y | 15 | [8 empty] | False | HVAC | 183
599 | SBJ-Z1-SLP-SCP-HVSPU-2396 | 2396 | SPLIT AC(MB-Z1-ASRGF-HVSPU-2396) | HVAC | HVAC | SPLIT AC |  | SECURITY CHECK POINT | SBJ-Z1-SLP-SCP |  |  | Z1 |  |  |  | Check BOQ Staff Accommodation / VS for split AC tonnage (typically 1.5-2.5 Ton) |  | 2019-01-01 | 2019 | HY |  | Y | 15 | [8 empty] | False | HVAC | 184
600 | SBJ-Z1-FPR-GF-HVSPU-2393 | 2393 | SPLIT AC | HVAC | HVAC | SPLIT AC |  | Fire Pump Room | SBJ-Z1-FPR |  |  | Z1 |  |  |  | Check BOQ Staff Accommodation / VS for split AC tonnage (typically 1.5-2.5 Ton) |  | 2019-01-01 | 2019 | HY |  | Y | 15 | [8 empty] | False | HVAC | 185
601 | SBJ-Z1-FM-GF-ITR-SU | SU | SPLIT AC(MB-1-1GF-0096) | HVAC | HVAC | SPLIT AC |  | IT ROOM | SBJ-Z1-FM-GF-ITR |  |  | Z1 |  |  |  | Check BOQ Staff Accommodation / VS for split AC tonnage (typically 1.5-2.5 Ton) |  | 2019-01-01 | 2019 | HY |  | Y | 15 | [8 empty] | False | HVAC | 186
602 | SBJ-Z2-VS-FTS-SPA | SPA | SPLIT AC | HVAC | HVAC | SPLIT AC |  | FEMALE TOILET STORE | SBJ-Z2-VS-FTS |  |  | Z2 |  |  |  | Check BOQ Staff Accommodation / VS for split AC tonnage (typically 1.5-2.5 Ton) |  | 2019-01-01 | 2019 | HY |  | Y | 15 | [8 empty] | False | HVAC | 187
603 | SBJ-Z2-VS-IDF1-SPA | SPA | SPLIT AC | HVAC | HVAC | SPLIT AC |  | TELCOM ROOM 1(IDF1) | SBJ-Z2-VS-IDF1 |  |  | Z2 |  |  |  | Check BOQ Staff Accommodation / VS for split AC tonnage (typically 1.5-2.5 Ton) |  | 2019-01-01 | 2019 | HY |  | Y | 15 | [8 empty] | False | HVAC | 188
604 | SBJ-Z2-VS-ELR1-SPA | SPA | SPLIT AC | HVAC | HVAC | SPLIT AC |  | ELECTRICAL ROOM 1 | SBJ-Z2-VS-ELR1 |  |  | Z2 |  |  |  | Check BOQ Staff Accommodation / VS for split AC tonnage (typically 1.5-2.5 Ton) |  | 2019-01-01 | 2019 | HY |  | Y | 15 | [8 empty] | False | HVAC | 189
605 | SBJ-Z2-VS-IDF2-SPA | SPA | SPLIT AC | HVAC | HVAC | SPLIT AC |  | TELECOM ROOM 2 | SBJ-Z2-VS-IDF2 |  |  | Z2 |  |  |  | Check BOQ Staff Accommodation / VS for split AC tonnage (typically 1.5-2.5 Ton) |  | 2019-01-01 | 2019 | HY |  | Y | 15 | [8 empty] | False | HVAC | 190
606 | SBJ-Z2-VS-ELR2-SPA | SPA | SPLIT AC | HVAC | HVAC | SPLIT AC |  | ELECTRICAL ROOM 2 | SBJ-Z2-VS-ELR2 |  |  | Z2 |  |  |  | Check BOQ Staff Accommodation / VS for split AC tonnage (typically 1.5-2.5 Ton) |  | 2019-01-01 | 2019 | HY |  | Y | 15 | [8 empty] | False | HVAC | 191
607 | SBJ-Z3-CP-MTT-SPA1 | SPA1 | SPLIT AC | HVAC | HVAC | SPLIT AC |  | MALE TOILET | SBJ-Z3-CP-MTT |  |  | Z3 |  |  |  | Check BOQ Staff Accommodation / VS for split AC tonnage (typically 1.5-2.5 Ton) |  | 2019-01-01 | 2019 | HY |  | Y | 15 | [8 empty] | False | HVAC | 192
608 | SBJ-Z3-CP-MTT-SPA2 | SPA2 | SPLIT AC | HVAC | HVAC | SPLIT AC |  | MALE TOILET | SBJ-Z3-CP-MTT |  |  | Z3 |  |  |  | Check BOQ Staff Accommodation / VS for split AC tonnage (typically 1.5-2.5 Ton) |  | 2019-01-01 | 2019 | HY |  | Y | 15 | [8 empty] | False | HVAC | 193
609 | SBJ-Z3-CP-FTT-SPA1 | SPA1 | SPLIT AC | HVAC | HVAC | SPLIT AC |  | FEMALE TOILET | SBJ-Z3-CP-FTT |  |  | Z3 |  |  |  | Check BOQ Staff Accommodation / VS for split AC tonnage (typically 1.5-2.5 Ton) |  | 2019-01-01 | 2019 | HY |  | Y | 15 | [8 empty] | False | HVAC | 194
610 | SBJ-Z3-CP-FTT-SPA2 | SPA2 | SPLIT AC | HVAC | HVAC | SPLIT AC |  | FEMALE TOILET | SBJ-Z3-CP-FTT |  |  | Z3 |  |  |  | Check BOQ Staff Accommodation / VS for split AC tonnage (typically 1.5-2.5 Ton) |  | 2019-01-01 | 2019 | HY |  | Y | 15 | [8 empty] | False | HVAC | 195
611 | SBJ-Z3-CP-CNR-SPA | SPA | SPLIT AC(MB-3-CPKGL-HVSPU-2727) | HVAC | HVAC | SPLIT AC |  | CONTROL ROOM | SBJ-Z3-CP-CNR |  |  | Z3 |  |  |  | Check BOQ Staff Accommodation / VS for split AC tonnage (typically 1.5-2.5 Ton) |  | 2019-01-01 | 2019 | HY |  | Y | 15 | [8 empty] | False | HVAC | 196
612 | SBJ-Z3A-B75-3F-HVSPU-2402 | HVSPU-2402 | SPLIT AC | HVAC | HVAC | SPLIT AC |  | THIRD FLOOR | SBJ-Z3A-B75-3F | [6 empty] | Check BOQ Staff Accommodation / VS for split AC tonnage (typically 1.5-2.5 Ton) |  | 2019-01-01 | 2019 | HY |  | Y | 15 | [8 empty] | False | HVAC | 197
613 | SBJ-Z3A-B75-GF-ELR-HVSPU-2400 | HVSPU-2400 | SPLIT AC | HVAC | HVAC | SPLIT AC |  | ELECTRICAL ROOM | SBJ-Z3A-B75-GF-ELR | [6 empty] | Check BOQ Staff Accommodation / VS for split AC tonnage (typically 1.5-2.5 Ton) |  | 2019-01-01 | 2019 | HY |  | Y | 15 | [8 empty] | False | HVAC | 198
614 | SBJ-Z3A-B75-GF-LFL-HVSPU-2401 | HVSPU-2401 | SPLIT AC | HVAC | HVAC | SPLIT AC |  | LIFT LOBBY | SBJ-Z3A-B75-GF-LFL | [6 empty] | Check BOQ Staff Accommodation / VS for split AC tonnage (typically 1.5-2.5 Ton) |  | 2019-01-01 | 2019 | HY |  | Y | 15 | [8 empty] | False | HVAC | 199
615 | SBJ-Z3A-B74-3F-HVSPU-2405 | HVSPU-2405 | SPLIT AC | HVAC | HVAC | SPLIT AC |  | THIRD FLOOR | SBJ-Z3A-B74-3F | [6 empty] | Check BOQ Staff Accommodation / VS for split AC tonnage (typically 1.5-2.5 Ton) |  | 2019-01-01 | 2019 | HY |  | Y | 15 | [8 empty] | False | HVAC | 200
616 | SBJ-Z3A-B74-GF-ELR-HVSPU-2403 | HVSPU-2403 | SPLIT AC | HVAC | HVAC | SPLIT AC |  | ELECTRICAL ROOM | SBJ-Z3A-B74-GF-ELR | [6 empty] | Check BOQ Staff Accommodation / VS for split AC tonnage (typically 1.5-2.5 Ton) |  | 2019-01-01 | 2019 | HY |  | Y | 15 | [8 empty] | False | HVAC | 201
617 | SBJ-Z3A-B74-GF-LFL-HVSPU-2404 | HVSPU-2404 | SPLIT AC | HVAC | HVAC | SPLIT AC |  | LIFT LOBBY | SBJ-Z3A-B74-GF-LFL | [6 empty] | Check BOQ Staff Accommodation / VS for split AC tonnage (typically 1.5-2.5 Ton) |  | 2019-01-01 | 2019 | HY |  | Y | 15 | [8 empty] | False | HVAC | 202
618 | SBJ-Z3A-B44-3F-HVSPU-2408 | HVSPU-2408 | SPLIT AC | HVAC | HVAC | SPLIT AC |  | THIRD FLOOR | SBJ-Z3A-B44-3F | [6 empty] | Check BOQ Staff Accommodation / VS for split AC tonnage (typically 1.5-2.5 Ton) |  | 2019-01-01 | 2019 | HY |  | Y | 15 | [8 empty] | False | HVAC | 203
619 | SBJ-Z3A-B44-GF-ELR-HVSPU-2406 | HVSPU2406 | SPLIT AC | HVAC | HVAC | SPLIT AC |  | ELECTRICAL ROOM | SBJ-Z3A-B44-GF-ELR | [6 empty] | Check BOQ Staff Accommodation / VS for split AC tonnage (typically 1.5-2.5 Ton) |  | 2019-01-01 | 2019 | HY |  | Y | 15 | [8 empty] | False | HVAC | 204
620 | SBJ-Z3A-B44-GF-LFL-HVSPU-2407 | HVSPU24067 | SPLIT AC | HVAC | HVAC | SPLIT AC |  | LIFT LOBBY | SBJ-Z3A-B44-GF-LFL | [6 empty] | Check BOQ Staff Accommodation / VS for split AC tonnage (typically 1.5-2.5 Ton) |  | 2019-01-01 | 2019 | HY |  | Y | 15 | [8 empty] | False | HVAC | 205
621 | SBJ-Z3A-B45-3F-HVSPU-2411 | HVSPU2411 | SPLIT AC | HVAC | HVAC | SPLIT AC |  | THIRD FLOOR | SBJ-Z3A-B45-3F | [6 empty] | Check BOQ Staff Accommodation / VS for split AC tonnage (typically 1.5-2.5 Ton) |  | 2019-01-01 | 2019 | HY |  | Y | 15 | [8 empty] | False | HVAC | 206
622 | SBJ-Z3A-B45-GF-ELR-HVSPU-2409 | HVSPU-2409 | SPLIT AC | HVAC | HVAC | SPLIT AC |  | ELECTRICAL ROOM | SBJ-Z3A-B45-GF-ELR | [6 empty] | Check BOQ Staff Accommodation / VS for split AC tonnage (typically 1.5-2.5 Ton) |  | 2019-01-01 | 2019 | HY |  | Y | 15 | [8 empty] | False | HVAC | 207
623 | SBJ-Z3A-B45-GF-LFL-HVSPU-2410 | HVSPU-2410 | SPLIT AC | HVAC | HVAC | SPLIT AC |  | LIFT LOBBY | SBJ-Z3A-B45-GF-LFL | [6 empty] | Check BOQ Staff Accommodation / VS for split AC tonnage (typically 1.5-2.5 Ton) |  | 2019-01-01 | 2019 | HY |  | Y | 15 | [8 empty] | False | HVAC | 208
624 | SBJ-Z3A-B46-3F-HVSPU-2414 | HVSPU-2414 | SPLIT AC | HVAC | HVAC | SPLIT AC |  | THIRD FLOOR | SBJ-Z3A-B46-3F | [6 empty] | Check BOQ Staff Accommodation / VS for split AC tonnage (typically 1.5-2.5 Ton) |  | 2019-01-01 | 2019 | HY |  | Y | 15 | [8 empty] | False | HVAC | 209
625 | SBJ-Z3A-B46-GF-ELR-HVSPU-2409 | HVSPU-2409 | SPLIT AC | HVAC | HVAC | SPLIT AC |  | ELECTRICAL ROOM | SBJ-Z3A-B46-GF-ELR | [6 empty] | Check BOQ Staff Accommodation / VS for split AC tonnage (typically 1.5-2.5 Ton) |  | 2019-01-01 | 2019 | HY |  | Y | 15 | [8 empty] | False | HVAC | 210
626 | SBJ-Z3A-B46-GF-LFL-HVSPU-2413 | HVSPU-2413 | SPLIT AC | HVAC | HVAC | SPLIT AC |  | LIFT LOBBY | SBJ-Z3A-B46-GF-LFL | [6 empty] | Check BOQ Staff Accommodation / VS for split AC tonnage (typically 1.5-2.5 Ton) |  | 2019-01-01 | 2019 | HY |  | Y | 15 | [8 empty] | False | HVAC | 211
627 | SBJ-Z3A-B47-3F-HVSPU-2417 | HVSPU-2417 | SPLIT AC | HVAC | HVAC | SPLIT AC |  | THIRD FLOOR | SBJ-Z3A-B47-3F | [6 empty] | Check BOQ Staff Accommodation / VS for split AC tonnage (typically 1.5-2.5 Ton) |  | 2019-01-01 | 2019 | HY |  | Y | 15 | [8 empty] | False | HVAC | 212
628 | SBJ-Z3A-B47-GF-ELR-HVSPU-2415 | HVSPU-2415 | SPLIT AC | HVAC | HVAC | SPLIT AC |  | ELECTRICAL ROOM | SBJ-Z3A-B47-GF-ELR | [6 empty] | Check BOQ Staff Accommodation / VS for split AC tonnage (typically 1.5-2.5 Ton) |  | 2019-01-01 | 2019 | HY |  | Y | 15 | [8 empty] | False | HVAC | 213
629 | SBJ-Z3A-B47-GF-LFL-HVSPU-2416 | HVSPU-2416 | SPLIT AC | HVAC | HVAC | SPLIT AC |  | LIFT LOBBY | SBJ-Z3A-B47-GF-LFL | [6 empty] | Check BOQ Staff Accommodation / VS for split AC tonnage (typically 1.5-2.5 Ton) |  | 2019-01-01 | 2019 | HY |  | Y | 15 | [8 empty] | False | HVAC | 214
630 | SBJ-Z3A-B48-3F-HVSPU-2420 | HVSPU-2420 | SPLIT AC | HVAC | HVAC | SPLIT AC |  | THIRD FLOOR | SBJ-Z3A-B48-3F | [6 empty] | Check BOQ Staff Accommodation / VS for split AC tonnage (typically 1.5-2.5 Ton) |  | 2019-01-01 | 2019 | HY |  | Y | 15 | [8 empty] | False | HVAC | 215
631 | SBJ-Z3A-B48-GF-ELR-HVSPU-2418 | HVSPU-2418 | SPLIT AC | HVAC | HVAC | SPLIT AC |  | ELECTRICAL ROOM | SBJ-Z3A-B48-GF-ELR | [6 empty] | Check BOQ Staff Accommodation / VS for split AC tonnage (typically 1.5-2.5 Ton) |  | 2019-01-01 | 2019 | HY |  | Y | 15 | [8 empty] | False | HVAC | 216
632 | SBJ-Z3A-B48-GF-LFL-HVSPU-2419 | HVSPU-2419 | SPLIT AC | HVAC | HVAC | SPLIT AC |  | LIFT LOBBY | SBJ-Z3A-B48-GF-LFL | [6 empty] | Check BOQ Staff Accommodation / VS for split AC tonnage (typically 1.5-2.5 Ton) |  | 2019-01-01 | 2019 | HY |  | Y | 15 | [8 empty] | False | HVAC | 217
633 | SBJ-Z3A-B49-3F-HVSPU-2423 | HVSPU-2423 | SPLIT AC | HVAC | HVAC | SPLIT AC |  | THIRD FLOOR | SBJ-Z3A-B49-3F | [6 empty] | Check BOQ Staff Accommodation / VS for split AC tonnage (typically 1.5-2.5 Ton) |  | 2019-01-01 | 2019 | Q |  | Y | 15 | [8 empty] | False | HVAC | 218
634 | SBJ-Z3A-B49-GF-ELR-HVSPU-2421 | HVSPU-2421 | SPLIT AC | HVAC | HVAC | SPLIT AC |  | ELECTRICAL ROOM | SBJ-Z3A-B49-GF-ELR | [6 empty] | Check BOQ Staff Accommodation / VS for split AC tonnage (typically 1.5-2.5 Ton) |  | 2019-01-01 | 2019 | Q |  | Y | 15 | [8 empty] | False | HVAC | 219
635 | SBJ-Z3A-B49-GF-LFL-HVSPU-2419 | HVSPU-2419 | SPLIT AC | HVAC | HVAC | SPLIT AC |  | LIFT LOBBY | SBJ-Z3A-B49-GF-LFL | [6 empty] | Check BOQ Staff Accommodation / VS for split AC tonnage (typically 1.5-2.5 Ton) |  | 2019-01-01 | 2019 | HY |  | Y | 15 | [8 empty] | False | HVAC | 220
636 | SBJ-Z3A-B50-3F-HVSPU-2426 | HVSPU-2426 | SPLIT AC | HVAC | HVAC | SPLIT AC |  | THIRD FLOOR | SBJ-Z3A-B50-3F | [6 empty] | Check BOQ Staff Accommodation / VS for split AC tonnage (typically 1.5-2.5 Ton) |  | 2019-01-01 | 2019 | HY |  | Y | 15 | [8 empty] | False | HVAC | 221
637 | SBJ-Z3A-B50-GF-ELR-HVSPU-2424 | HVSPU-2424 | SPLIT AC | HVAC | HVAC | SPLIT AC |  | ELECTRICAL ROOM | SBJ-Z3A-B50-GF-ELR | [6 empty] | Check BOQ Staff Accommodation / VS for split AC tonnage (typically 1.5-2.5 Ton) |  | 2019-01-01 | 2019 | HY |  | Y | 15 | [8 empty] | False | HVAC | 222
638 | SBJ-Z3A-B50-GF-LFL-HVSPU-2425 | HVSPU-2425 | SPLIT AC | HVAC | HVAC | SPLIT AC |  | LIFT LOBBY | SBJ-Z3A-B50-GF-LFL | [6 empty] | Check BOQ Staff Accommodation / VS for split AC tonnage (typically 1.5-2.5 Ton) |  | 2019-01-01 | 2019 | HY |  | Y | 15 | [8 empty] | False | HVAC | 223
639 | SBJ-Z3A-B51-3F-HVSPU-2429 | HVSPU-2429 | SPLIT AC | HVAC | HVAC | SPLIT AC |  | THIRD FLOOR | SBJ-Z3A-B51-3F | [6 empty] | Check BOQ Staff Accommodation / VS for split AC tonnage (typically 1.5-2.5 Ton) |  | 2019-01-01 | 2019 | HY |  | Y | 15 | [8 empty] | False | HVAC | 224
640 | SBJ-Z3A-B51-GF-ELR-HVSPU-2427 | HVSPU-2427 | SPLIT AC | HVAC | HVAC | SPLIT AC |  | ELECTRICAL ROOM | SBJ-Z3A-B51-GF-ELR | [6 empty] | Check BOQ Staff Accommodation / VS for split AC tonnage (typically 1.5-2.5 Ton) |  | 2019-01-01 | 2019 | HY |  | Y | 15 | [8 empty] | False | HVAC | 225
641 | SBJ-Z3A-B51-GF-SPA | SPA | SPLIT AC | HVAC | HVAC | SPLIT AC |  | GROUND FLOOR | SBJ-Z3A-B51-GF | [6 empty] | Check BOQ Staff Accommodation / VS for split AC tonnage (typically 1.5-2.5 Ton) |  | 2019-01-01 | 2019 | HY |  | Y | 15 | [8 empty] | False | HVAC | 226
642 | SBJ-Z3B-B52-3F-HVSPU-2431 | HVSPU-2431 | SPLIT AC | HVAC | HVAC | SPLIT AC |  | THIRD FLOOR | SBJ-Z3B-B52-3F | [6 empty] | Check BOQ Staff Accommodation / VS for split AC tonnage (typically 1.5-2.5 Ton) |  | 2019-01-01 | 2019 | HY |  | Y | 15 | [8 empty] | False | HVAC | 227
643 | SBJ-Z3B-B52-GF-ELR-HVSPU-2716 | HVSPU-2716 | ACCU-D52-LG-COM-ELEC-02ELECTRICAL ROOM | HVAC | HVAC | SPLIT AC |  | ELECTRICAL ROOM | SBJ-Z3B-B52-GF-ELR | [8 empty] | 2019-01-01 | 2019 | HY |  | Y | 15 | [8 empty] | False | HVAC | 228
644 | SBJ-Z3B-B52-GF-LFL-HVSPU-2430 | HVSPU-2430 | SPLIT AC | HVAC | HVAC | SPLIT AC |  | LIFT LOBBY | SBJ-Z3B-B52-GF-LFL | [6 empty] | Check BOQ Staff Accommodation / VS for split AC tonnage (typically 1.5-2.5 Ton) |  | 2019-01-01 | 2019 | HY |  | Y | 15 | [8 empty] | False | HVAC | 229
645 | SBJ-Z3B-B53-3F-HVSPU-2433 | HVSPU-2433 | SPLIT AC | HVAC | HVAC | SPLIT AC |  | THIRD FLOOR | SBJ-Z3B-B53-3F | [6 empty] | Check BOQ Staff Accommodation / VS for split AC tonnage (typically 1.5-2.5 Ton) |  | 2019-01-01 | 2019 | HY |  | Y | 15 | [8 empty] | False | HVAC | 230
646 | SBJ-Z3B-B53-GF-ELR-HVSPU-2717 | HVSPU-2717 | SPLIT AC | HVAC | HVAC | SPLIT AC |  | ELECTRICAL | SBJ-Z3B-B53-GF-ELR | [6 empty] | Check BOQ Staff Accommodation / VS for split AC tonnage (typically 1.5-2.5 Ton) |  | 2019-01-01 | 2019 | HY |  | Y | 15 | [8 empty] | False | HVAC | 231
647 | SBJ-Z3B-B53-GF-LFL-HVSPU-2432 | HVSPU-2432 | SPLIT AC | HVAC | HVAC | SPLIT AC |  | LIFT LOBBY | SBJ-Z3B-B53-GF-LFL | [6 empty] | Check BOQ Staff Accommodation / VS for split AC tonnage (typically 1.5-2.5 Ton) |  | 2019-01-01 | 2019 | HY |  | Y | 15 | [8 empty] | False | HVAC | 232
648 | SBJ-Z3B-B54-3F-HVSPU-2435 | HVSPU-2435 | SPLIT AC | HVAC | HVAC | SPLIT AC |  | THIRD FLOOR | SBJ-Z3B-B54-3F | [6 empty] | Check BOQ Staff Accommodation / VS for split AC tonnage (typically 1.5-2.5 Ton) |  | 2019-01-01 | 2019 | HY |  | Y | 15 | [8 empty] | False | HVAC | 233
649 | SBJ-Z3B-B54-GF-ELR-HVSPU-2718 | HVSPU-2718 | SPLIT AC | HVAC | HVAC | SPLIT AC |  | ELECTRICAL ROOM | SBJ-Z3B-B54-GF-ELR | [6 empty] | Check BOQ Staff Accommodation / VS for split AC tonnage (typically 1.5-2.5 Ton) |  | 2019-01-01 | 2019 | HY |  | Y | 15 | [8 empty] | False | HVAC | 234
650 | SBJ-Z3B-B54-GF-LFL-HVSPU-2434 | HVSPU-2434 | SPLIT AC | HVAC | HVAC | SPLIT AC |  | LIFT LOBBY | SBJ-Z3B-B54-GF-LFL | [6 empty] | Check BOQ Staff Accommodation / VS for split AC tonnage (typically 1.5-2.5 Ton) |  | 2019-01-01 | 2019 | HY |  | Y | 15 | [8 empty] | False | HVAC | 235
651 | SBJ-Z3B-B55-3F-HVSPU-2437 | HVSPU-2437 | SPLIT AC | HVAC | HVAC | SPLIT AC |  | THIRD FLOOR | SBJ-Z3B-B55-3F | [6 empty] | Check BOQ Staff Accommodation / VS for split AC tonnage (typically 1.5-2.5 Ton) |  | 2019-01-01 | 2019 | HY |  | Y | 15 | [8 empty] | False | HVAC | 236
652 | SBJ-Z3B-B55-GF-ELR-HVSPU-2719 | HVSPU-2719 | SPLIT AC | HVAC | HVAC | SPLIT AC |  | ELECTRICAL ROOM | SBJ-Z3B-B55-GF-ELR | [6 empty] | Check BOQ Staff Accommodation / VS for split AC tonnage (typically 1.5-2.5 Ton) |  | 2019-01-01 | 2019 | HY |  | Y | 15 | [8 empty] | False | HVAC | 237
653 | SBJ-Z3B-B55-GF-LFL-HVSPU-2436 | HVSPU-2436 | SPLIT AC | HVAC | HVAC | SPLIT AC |  | LIFT LOBBY | SBJ-Z3B-B55-GF-LFL | [6 empty] | Check BOQ Staff Accommodation / VS for split AC tonnage (typically 1.5-2.5 Ton) |  | 2019-01-01 | 2019 | HY |  | Y | 15 | [8 empty] | False | HVAC | 238
654 | SBJ-Z3B-B56-3F-HVSPU-2439 | HVSPU-2439 | SPLIT AC | HVAC | HVAC | SPLIT AC |  | THIRD FLOOR | SBJ-Z3B-B56-3F | [6 empty] | Check BOQ Staff Accommodation / VS for split AC tonnage (typically 1.5-2.5 Ton) |  | 2019-01-01 | 2019 | HY |  | Y | 15 | [8 empty] | False | HVAC | 239
655 | SBJ-Z3B-B56-GF-ELR-HVSPU-2720 | HVSPU-2720 | SPLIT AC | HVAC | HVAC | SPLIT AC |  | ELECTRICAL ROOM | SBJ-Z3B-B56-GF-ELR | [6 empty] | Check BOQ Staff Accommodation / VS for split AC tonnage (typically 1.5-2.5 Ton) |  | 2019-01-01 | 2019 | HY |  | Y | 15 | [8 empty] | False | HVAC | 240
656 | SBJ-Z3B-B56-GF-LFL-HVSPU-2438 | HVSPU-2438 | SPLIT AC | HVAC | HVAC | SPLIT AC |  | LIFT LOBBY | SBJ-Z3B-B56-GF-LFL | [6 empty] | Check BOQ Staff Accommodation / VS for split AC tonnage (typically 1.5-2.5 Ton) |  | 2019-01-01 | 2019 | HY |  | Y | 15 | [8 empty] | False | HVAC | 241
657 | SBJ-Z3B-B57-3F-HVSPU-2435 | HVSPU-2435 | SPLIT AC | HVAC | HVAC | SPLIT AC |  | THIRD FLOOR | SBJ-Z3B-B57-3F | [6 empty] | Check BOQ Staff Accommodation / VS for split AC tonnage (typically 1.5-2.5 Ton) |  | 2019-01-01 | 2019 | HY |  | Y | 15 | [8 empty] | False | HVAC | 242
658 | SBJ-Z3B-B57-GF-ELR-HVSPU-2721 | HVSPU-2721 | SPLIT AC | HVAC | HVAC | SPLIT AC |  | ELECTRICAL ROOM | SBJ-Z3B-B57-GF-ELR | [6 empty] | Check BOQ Staff Accommodation / VS for split AC tonnage (typically 1.5-2.5 Ton) |  | 2019-01-01 | 2019 | HY |  | Y | 15 | [8 empty] | False | HVAC | 243
659 | SBJ-Z3B-B57-GF-LFL-HVSPU-2440 | HVSPU-2440 | SPLIT AC | HVAC | HVAC | SPLIT AC |  | LIFT LOBBY | SBJ-Z3B-B57-GF-LFL | [6 empty] | Check BOQ Staff Accommodation / VS for split AC tonnage (typically 1.5-2.5 Ton) |  | 2019-01-01 | 2019 | HY |  | Y | 15 | [8 empty] | False | HVAC | 244
660 | SBJ-Z3B-B58-3F-HVSPU-2443 | HVSPU-2443 | SPLIT AC | HVAC | HVAC | SPLIT AC |  | THIRD FLOOR | SBJ-Z3B-B58-3F | [6 empty] | Check BOQ Staff Accommodation / VS for split AC tonnage (typically 1.5-2.5 Ton) |  | 2019-01-01 | 2019 | HY |  | Y | 15 | [8 empty] | False | HVAC | 245
661 | SBJ-Z3B-B58-GF-ELR-HVSPU-2722 | HVSPU-2722 | SPLIT AC | HVAC | HVAC | SPLIT AC |  | ELECTRICAL ROOM | SBJ-Z3B-B58-GF-ELR | [6 empty] | Check BOQ Staff Accommodation / VS for split AC tonnage (typically 1.5-2.5 Ton) |  | 2019-01-01 | 2019 | HY |  | Y | 15 | [8 empty] | False | HVAC | 246
662 | SBJ-Z3B-B58-GF-LFL-HVSPU-2442 | HVSPU-2442 | SPLIT AC | HVAC | HVAC | SPLIT AC |  | LIFT LOBBY | SBJ-Z3B-B58-GF-LFL | [6 empty] | Check BOQ Staff Accommodation / VS for split AC tonnage (typically 1.5-2.5 Ton) |  | 2019-01-01 | 2019 | HY |  | Y | 15 | [8 empty] | False | HVAC | 247
663 | SBJ-Z3B-B59-3F-HVSPU-2445 | HVSPU-2445 | SPLIT AC | HVAC | HVAC | SPLIT AC |  | THIRD FLOOR | SBJ-Z3B-B59-3F | [6 empty] | Check BOQ Staff Accommodation / VS for split AC tonnage (typically 1.5-2.5 Ton) |  | 2019-01-01 | 2019 | HY |  | Y | 15 | [8 empty] | False | HVAC | 248
664 | SBJ-Z3B-B59-GF-ELR-HVSPU-2723 | HVSPU | SPLIT AC | HVAC | HVAC | SPLIT AC |  | ELECTRICAL ROOM | SBJ-Z3B-B59-GF-ELR | [6 empty] | Check BOQ Staff Accommodation / VS for split AC tonnage (typically 1.5-2.5 Ton) |  | 2019-01-01 | 2019 | HY |  | Y | 15 | [8 empty] | False | HVAC | 249
665 | SBJ-Z3B-B59-GF-LFL-HVSPU-2444 | HVSPU | SPLIT AC | HVAC | HVAC | SPLIT AC |  | LIFT LOBBY | SBJ-Z3B-B59-GF-LFL | [6 empty] | Check BOQ Staff Accommodation / VS for split AC tonnage (typically 1.5-2.5 Ton) |  | 2019-01-01 | 2019 | HY |  | Y | 15 | [8 empty] | False | HVAC | 250
666 | SBJ-Z3B-B60-3F-HVSPU-2447 | 2447 | SPLIT AC | HVAC | HVAC | SPLIT AC |  | THIRD FLOOR | SBJ-Z3B-B60-3F | [6 empty] | Check BOQ Staff Accommodation / VS for split AC tonnage (typically 1.5-2.5 Ton) |  | 2019-01-01 | 2019 | HY |  | Y | 15 | [8 empty] | False | HVAC | 251
667 | SBJ-Z3B-B60-GF-ELR-HVSPU-2724 | HVSPU | SPLIT AC | HVAC | HVAC | SPLIT AC |  | ELECTRICAL ROOM | SBJ-Z3B-B60-GF-ELR | [6 empty] | Check BOQ Staff Accommodation / VS for split AC tonnage (typically 1.5-2.5 Ton) |  | 2019-01-01 | 2019 | HY |  | Y | 15 | [8 empty] | False | HVAC | 252
668 | SBJ-Z3B-B60-GF-LFL-HVSPU-2446 | HVSPU | SPLIT AC | HVAC | HVAC | SPLIT AC |  | LIFT LOBBY | SBJ-Z3B-B60-GF-LFL | [6 empty] | Check BOQ Staff Accommodation / VS for split AC tonnage (typically 1.5-2.5 Ton) |  | 2019-01-01 | 2019 | HY |  | Y | 15 | [8 empty] | False | HVAC | 253
669 | SBJ-Z3B-B61-3F-HVSPU-2449 | 2449 | SPLIT AC | HVAC | HVAC | SPLIT AC |  | THIRD FLOOR | SBJ-Z3B-B61-3F | [6 empty] | Check BOQ Staff Accommodation / VS for split AC tonnage (typically 1.5-2.5 Ton) |  | 2019-01-01 | 2019 | HY |  | Y | 15 | [8 empty] | False | HVAC | 254
670 | SBJ-Z3B-B61-GF-ELR-HVSPU-2725 | HVSPU | SPLIT AC | HVAC | HVAC | SPLIT AC |  | ELECTRICAL ROOM | SBJ-Z3B-B61-GF-ELR | [6 empty] | Check BOQ Staff Accommodation / VS for split AC tonnage (typically 1.5-2.5 Ton) |  | 2019-01-01 | 2019 | HY |  | Y | 15 | [8 empty] | False | HVAC | 255
671 | SBJ-Z3B-B61-GF-LFL-HVSPU-2448 | HVSPU | SPLIT AC | HVAC | HVAC | SPLIT AC |  | LIFT LOBBY | SBJ-Z3B-B61-GF-LFL | [6 empty] | Check BOQ Staff Accommodation / VS for split AC tonnage (typically 1.5-2.5 Ton) |  | 2019-01-01 | 2019 | HY |  | Y | 15 | [8 empty] | False | HVAC | 256
672 | SBJ-Z3B-B62-3F-HVSPU-2451 | 2451 | SPLIT AC | HVAC | HVAC | SPLIT AC |  | THIRD FLOOR | SBJ-Z3B-B62-3F | [6 empty] | Check BOQ Staff Accommodation / VS for split AC tonnage (typically 1.5-2.5 Ton) |  | 2019-01-01 | 2019 | HY |  | Y | 15 | [8 empty] | False | HVAC | 257
673 | SBJ-Z3B-B62-GF-ELR-HVSPU-2726 | HVSPU | SPLIT AC | HVAC | HVAC | SPLIT AC |  | ELECTRICAL ROOM | SBJ-Z3B-B62-GF-ELR | [6 empty] | Check BOQ Staff Accommodation / VS for split AC tonnage (typically 1.5-2.5 Ton) |  | 2019-01-01 | 2019 | HY |  | Y | 15 | [8 empty] | False | HVAC | 258
674 | SBJ-Z3B-B62-GF-LFL-HVSPU-2450 | HVSPU | SPLIT AC | HVAC | HVAC | SPLIT AC |  | LIFT LOBBY | SBJ-Z3B-B62-GF-LFL | [6 empty] | Check BOQ Staff Accommodation / VS for split AC tonnage (typically 1.5-2.5 Ton) |  | 2019-01-01 | 2019 | HY |  | Y | 15 | [8 empty] | False | HVAC | 259
675 | SBJ-Z2-PS1-HVSPU-0135 | HVSPU-135 | SPLIT UNIT(MB-3-43GL-0135) | HVAC | HVAC | SPLIT AC |  | Pumping Station 1 | SBJ-Z2-PS1 |  |  | Z2 |  |  |  | Check BOQ Staff Accommodation / VS for split AC tonnage (typically 1.5-2.5 Ton) |  | 2019-01-01 | 2019 | HY |  | Y | 15 | [8 empty] | False | HVAC | 260
676 | SBJ-Z8-PS5-HVSPU-0134 | HVSPU-134 | SPLIT UNIT(MB-8-45GL-0134) | HVAC | HVAC | SPLIT AC |  | Pumping Station 5 | SBJ-Z8-PS5 |  |  | Z8 |  |  |  | Check BOQ Staff Accommodation / VS for split AC tonnage (typically 1.5-2.5 Ton) |  | 2019-01-01 | 2019 | HY |  | Y | 15 | [8 empty] | False | HVAC | 261
677 | SBJ-Z1-IP1-SPA | SPA | SPLIT AC | HVAC | HVAC | SPLIT AC |  | Irrigation Pump 1 | SBJ-Z1-IP1 |  |  | Z1 |  |  |  | Check BOQ Staff Accommodation / VS for split AC tonnage (typically 1.5-2.5 Ton) |  | 2019-01-01 | 2019 | HY |  | Y | 15 | [8 empty] | False | HVAC | 262
678 | SBJ-Z3-IP2-HVSPU-3070 | HVSPU-3070 | SPLIT AC | HVAC | HVAC | SPLIT AC |  | IRRIGATION PUMP ROOM 2 | SBJ-Z3-IP2 |  |  | Z3 |  |  |  | Check BOQ Staff Accommodation / VS for split AC tonnage (typically 1.5-2.5 Ton) |  | 2019-01-01 | 2019 | HY |  | Y | 15 | [8 empty] | False | HVAC | 263
679 | SBJ-Z5-IP3-HVSPU-3071 | HVSPU-3071 | SPLIT AC | HVAC | HVAC | SPLIT AC |  | Irrigation Pump Room 3 | SBJ-Z5-IP3 |  |  | Z5 |  |  |  | Check BOQ Staff Accommodation / VS for split AC tonnage (typically 1.5-2.5 Ton) |  | 2019-01-01 | 2019 | 4M |  | Y | 15 | [8 empty] | False | HVAC | 264
680 | SBJ-Z8-IP3-SPA | SPA | SPLIT AC | HVAC | HVAC | SPLIT AC |  | Irrigation Pump Room 4 | SBJ-Z8-IP4 |  |  | Z8 |  |  |  | Check BOQ Staff Accommodation / VS for split AC tonnage (typically 1.5-2.5 Ton) |  | 2019-01-01 | 2019 | HY |  | Y | 15 | [8 empty] | False | HVAC | 265
681 | SBJ-Z2-ESC-GF-VRI1 | VRI1 | VRV INDOOR(MB-2-2GF-0106) | HVAC | HVAC | VRV INDOOR UNIT |  | GROUND FLOOR | SBJ-Z2-ESC-GF |  |  | Z2 | [5 empty] | 2019-01-01 | 2019 | 2 |  | Y | 15 | [8 empty] | False | HVAC | 266
682 | SBJ-Z2-ESC-GF-VRI2 | VRI2 | VRV INDOOR(MB-2-2GF-0107) | HVAC | HVAC | VRV INDOOR UNIT |  | GROUND FLOOR | SBJ-Z2-ESC-GF |  |  | Z2 | [5 empty] | 2019-01-01 | 2019 | 2 |  | Y | 15 | [8 empty] | False | HVAC | 267
683 | SBJ-Z2-ESC-GF-VRI3 | VRI3 | VRV INDOOR(MB-2-2GF-0108) | HVAC | HVAC | VRV INDOOR UNIT |  | GROUND FLOOR | SBJ-Z2-ESC-GF |  |  | Z2 | [5 empty] | 2019-01-01 | 2019 | 2 |  | Y | 15 | [8 empty] | False | HVAC | 268
684 | SBJ-Z2-ESC-GF-VRI4 | VRI4 | VRV INDOOR(MB-2-2GF-0109) | HVAC | HVAC | VRV INDOOR UNIT |  | GROUND FLOOR | SBJ-Z2-ESC-GF |  |  | Z2 | [5 empty] | 2019-01-01 | 2019 | 2 |  | Y | 15 | [8 empty] | False | HVAC | 269
685 | SBJ-Z2-ESC-GF-RCP-VRI5 | VRI5 | VRV INDOOR(MB-2-2GF-0110) | HVAC | HVAC | VRV INDOOR UNIT |  | RECEPTION | SBJ-Z2-ESC-GF-RCP |  |  | Z2 | [5 empty] | 2019-01-01 | 2019 | 2 |  | Y | 15 | [8 empty] | False | HVAC | 270
686 | SBJ-Z2-ESC-FF-VRI1 | VRI1 | VRV INDOOR(MB-2-2FF-0111) | HVAC | HVAC | VRV INDOOR UNIT |  | FIRST FLOOR | SBJ-Z2-ESC-FF |  |  | Z2 | [5 empty] | 2019-01-01 | 2019 | 2 |  | Y | 15 | [8 empty] | False | HVAC | 271
687 | SBJ-Z2-ESC-FF-VRI2 | VRI2 | VRV INDOOR(MB-2-2FF-0112) | HVAC | HVAC | VRV INDOOR UNIT |  | FIRST FLOOR | SBJ-Z2-ESC-FF |  |  | Z2 | [5 empty] | 2019-01-01 | 2019 | 2 |  | Y | 15 | [8 empty] | False | HVAC | 272
688 | SBJ-Z2-ESC-FF-VRI3 | VRI3 | VRV INDOOR(MB-2-2FF-0113) | HVAC | HVAC | VRV INDOOR UNIT |  | FIRST FLOOR | SBJ-Z2-ESC-FF |  |  | Z2 | [5 empty] | 2019-01-01 | 2019 | 2 |  | Y | 15 | [8 empty] | False | HVAC | 273
689 | SBJ-Z2-ESC-FF-CO-VRI4 | VRI4 | VRV INDOOR(MB-2-2FF-0114) | HVAC | HVAC | VRV INDOOR UNIT |  | CABIN OFFICE | SBJ-Z2-ESC-FF-CB |  |  | Z2 | [5 empty] | 2019-01-01 | 2019 | 2 |  | Y | 15 | [8 empty] | False | HVAC | 274
690 | SBJ-Z2-ESC-FF-CO-VRI5 | VRI5 | VRV INDOOR(MB-2-2FF-0115) | HVAC | HVAC | VRV INDOOR UNIT |  | CABIN OFFICE | SBJ-Z2-ESC-FF-CB |  |  | Z2 | [5 empty] | 2019-01-01 | 2019 | 2 |  | Y | 15 | [8 empty] | False | HVAC | 275
691 | SBJ-Z2-ESC-FF-CO-VRI6 | VRI6 | VRV INDOOR(MB-2-2FF-0116) | HVAC | HVAC | VRV INDOOR UNIT |  | CABIN OFFICE | SBJ-Z2-ESC-FF-CB |  |  | Z2 | [5 empty] | 2019-01-01 | 2019 | 2 |  | Y | 15 | [8 empty] | False | HVAC | 276
692 | SBJ-Z2-ESC-EXT-VRO1 | VRO1 | VRV OUTDOOR(MB-Z2-SCEGF-HVRV0-0117) | HVAC | HVAC | VRV OUTDOOR UNIT |  | EXTERNAL AREA | SBJ-Z2-ESC-EXT |  |  | Z2 | [5 empty] | 2019-01-01 | 2019 | 2 |  | Y | 15 | [8 empty] | False | HVAC | 277
693 | SBJ-Z2-ESC-EXT-VRO2 | VRO2 | VRV OUTDOOR(MB-Z2-SCEGF-HVRV0-0118) | HVAC | HVAC | VRV OUTDOOR UNIT |  | EXTERNAL AREA | SBJ-Z2-ESC-EXT |  |  | Z2 | [5 empty] | 2019-01-01 | 2019 | 2 |  | Y | 15 | [8 empty] | False | HVAC | 278
694 | SBJ-Z2-ESC-EXT-VRO3 | VRO3 | VRV OUTDOOR(MB-Z2-SCEGF-HVRV0-0119) | HVAC | HVAC | VRV OUTDOOR UNIT |  | EXTERNAL AREA | SBJ-Z2-ESC-EXT |  |  | Z2 | [5 empty] | 2019-01-01 | 2019 | 2 |  | Y | 15 | [8 empty] | False | HVAC | 279
695 | SBJ-Z2-ESC-EXT-VRO4 | VRO4 | VRV OUTDOOR(MB-Z2-SCEGF-HVRV0-0120) | HVAC | HVAC | VRV OUTDOOR UNIT |  | EXTERNAL AREA | SBJ-Z2-ESC-EXT |  |  | Z2 | [5 empty] | 2019-01-01 | 2019 | 2 |  | Y | 15 | [8 empty] | False | HVAC | 280
696 | SBJ-Z2-ESC-EXT-VRO5 | VRO5 | VRV OUTDOOR(MB-Z2-SCEGF-HVRV0-0121) | HVAC | HVAC | VRV OUTDOOR UNIT |  | EXTERNAL AREA | SBJ-Z2-ESC-EXT |  |  | Z2 | [5 empty] | 2019-01-01 | 2019 | 2 |  | Y | 15 | [8 empty] | False | HVAC | 281
2100 | SBJ-Z8-Z8022-CIVIL 1 | CIVIL 1 | CIVIL 1 | Civil | CIVIL | OTHERS |  | Z8022 | SBJ-Z8-Z8022 |  |  | Z8022 | [5 empty] | 2019-01-01 | 2019 | Q |  | Y | 20 | [8 empty] | False | Civil | 2
2101 | SBJ-Z8-Z8021-CIVIL 2 | CIVIL 2 | CIVIL 2 | Civil | CIVIL | OTHERS |  | Z8021 | SBJ-Z8-Z8021 |  |  | Z8021 | [5 empty] | 2019-01-01 | 2019 | Q |  | Y | 20 | [8 empty] | False | Civil | 3
2102 | SBJ-Z8-Z8020-CIVIL 3 | CIVIL 3 | CIVIL 3 | Civil | CIVIL | OTHERS |  | Z8020 | SBJ-Z8-Z8020 |  |  | Z8020 | [5 empty] | 2019-01-01 | 2019 | Q |  | Y | 20 | [8 empty] | False | Civil | 4
2103 | SBJ-Z8-Z8019-CIVIL 4 | CIVIL 4 | CIVIL 4 | Civil | CIVIL | OTHERS |  | Z8019 | SBJ-Z8-Z8019 |  |  | Z8019 | [5 empty] | 2019-01-01 | 2019 | Q |  | Y | 20 | [8 empty] | False | Civil | 5
2104 | SBJ-Z8-Z8018-CIVIL 5 | CIVIL 5 | CIVIL 5 | Civil | CIVIL | OTHERS |  | Z8018 | SBJ-Z8-Z8018 |  |  | Z8018 | [5 empty] | 2019-01-01 | 2019 | Q |  | Y | 20 | [8 empty] | False | Civil | 6
2105 | SBJ-Z8-Z8017-CIVIL 6 | CIVIL 6 | CIVIL 6 | Civil | CIVIL | OTHERS |  | Z8017 | SBJ-Z8-Z8017 |  |  | Z8017 | [5 empty] | 2019-01-01 | 2019 | Q |  | Y | 20 | [8 empty] | False | Civil | 7
2106 | SBJ-Z8-Z8016-CIVIL 7 | CIVIL 7 | CIVIL 7 | Civil | CIVIL | OTHERS |  | Z8016 | SBJ-Z8-Z8016 |  |  | Z8016 | [5 empty] | 2019-01-01 | 2019 | Q |  | Y | 20 | [8 empty] | False | Civil | 8
2107 | SBJ-Z8-Z8015-CIVIL 8 | CIVIL 8 | CIVIL 8 | Civil | CIVIL | OTHERS |  | Z8015 | SBJ-Z8-Z8015 |  |  | Z8015 | [5 empty] | 2019-01-01 | 2019 | Q |  | Y | 20 | [8 empty] | False | Civil | 9
2108 | SBJ-Z8-Z8014-CIVIL 9 | CIVIL 9 | CIVIL 9 | Civil | CIVIL | OTHERS |  | Z8014 | SBJ-Z8-Z8014 |  |  | Z8014 | [5 empty] | 2019-01-01 | 2019 | Q |  | Y | 20 | [8 empty] | False | Civil | 10
2109 | SBJ-Z8-Z8013-CIVIL 10 | CIVIL 10 | CIVIL 10 | Civil | CIVIL | OTHERS |  | Z8013 | SBJ-Z8-Z8013 |  |  | Z8013 | [5 empty] | 2019-01-01 | 2019 | Q |  | Y | 20 | [8 empty] | False | Civil | 11
2110 | SBJ-Z8-Z8012-CIVIL 11 | CIVIL 11 | CIVIL 11 | Civil | CIVIL | OTHERS |  | Z8012 | SBJ-Z8-Z8012 |  |  | Z8012 | [5 empty] | 2019-01-01 | 2019 | Q |  | Y | 20 | [8 empty] | False | Civil | 12
2111 | SBJ-Z8-Z8011-CIVIL 12 | CIVIL 12 | CIVIL 12 | Civil | CIVIL | OTHERS |  | Z8011 | SBJ-Z8-Z8011 |  |  | Z8011 | [5 empty] | 2019-01-01 | 2019 | Q |  | Y | 20 | [8 empty] | False | Civil | 13
2112 | SBJ-Z8-Z8010-CIVIL 13 | CIVIL 13 | CIVIL 13 | Civil | CIVIL | OTHERS |  | Z8010 | SBJ-Z8-Z8010 |  |  | Z8010 | [5 empty] | 2019-01-01 | 2019 | Q |  | Y | 20 | [8 empty] | False | Civil | 14
2113 | SBJ-Z8-Z8009-CIVIL 14 | CIVIL 14 | CIVIL 14 | Civil | CIVIL | OTHERS |  | Z8009 | SBJ-Z8-Z8009 |  |  | Z8009 | [5 empty] | 2019-01-01 | 2019 | Q |  | Y | 20 | [8 empty] | False | Civil | 15
2114 | SBJ-Z8-Z8008-CIVIL 15 | CIVIL 15 | CIVIL 15 | Civil | CIVIL | OTHERS |  | Z8008 | SBJ-Z8-Z8008 |  |  | Z8008 | [5 empty] | 2019-01-01 | 2019 | Q |  | Y | 20 | [8 empty] | False | Civil | 16
2115 | SBJ-Z8-Z8007-CIVIL 16 | CIVIL 16 | CIVIL 16 | Civil | CIVIL | OTHERS |  | Z8007 | SBJ-Z8-Z8007 |  |  | Z8007 | [5 empty] | 2019-01-01 | 2019 | Q |  | Y | 20 | [8 empty] | False | Civil | 17
2116 | SBJ-Z8-Z8006-CIVIL 17 | CIVIL 17 | CIVIL 17 | Civil | CIVIL | OTHERS |  | Z8006 | SBJ-Z8-Z8006 |  |  | Z8006 | [5 empty] | 2019-01-01 | 2019 | Q |  | Y | 20 | [8 empty] | False | Civil | 18
2117 | SBJ-Z8-Z8005-CIVIL 18 | CIVIL 18 | CIVIL 18 | Civil | CIVIL | OTHERS |  | Z8005 | SBJ-Z8-Z8005 |  |  | Z8005 | [5 empty] | 2019-01-01 | 2019 | Q |  | Y | 20 | [8 empty] | False | Civil | 19
2118 | SBJ-Z8-Z8004-CIVIL 19 | CIVIL 19 | CIVIL 19 | Civil | CIVIL | OTHERS |  | Z8004 | SBJ-Z8-Z8004 |  |  | Z8004 | [5 empty] | 2019-01-01 | 2019 | Q |  | Y | 20 | [8 empty] | False | Civil | 20
2119 | SBJ-Z8-Z8003-CIVIL 20 | CIVIL 20 | CIVIL 20 | Civil | CIVIL | OTHERS |  | Z8003 | SBJ-Z8-Z8003 |  |  | Z8003 | [5 empty] | 2019-01-01 | 2019 | Q |  | Y | 20 | [8 empty] | False | Civil | 21
2120 | SBJ-Z8-Z8002-CIVIL 21 | CIVIL 21 | CIVIL 21 | Civil | CIVIL | OTHERS |  | Z8002 | SBJ-Z8-Z8002 |  |  | Z8002 | [5 empty] | 2019-01-01 | 2019 | Q |  | Y | 20 | [8 empty] | False | Civil | 22
2121 | SBJ-Z8-Z8001-CIVIL 22 | CIVIL 22 | CIVIL 22 | Civil | CIVIL | OTHERS |  | Z8001 | SBJ-Z8-Z8001 |  |  | Z8001 | [5 empty] | 2019-01-01 | 2019 | Q |  | Y | 20 | [8 empty] | False | Civil | 23
2122 | SBJ-Z5-Z5033-CIVIL 23 | CIVIL 23 | CIVIL 23 | Civil | CIVIL | OTHERS |  | Z5033 | SBJ-Z5-Z5033 |  |  | Z5033 | [5 empty] | 2019-01-01 | 2019 | Q |  | Y | 20 | [8 empty] | False | Civil | 24
2123 | SBJ-Z5-Z5032-CIVIL 24 | CIVIL 24 | CIVIL 24 | Civil | CIVIL | OTHERS |  | Z5032 | SBJ-Z5-Z5032 |  |  | Z5032 | [5 empty] | 2019-01-01 | 2019 | Q |  | Y | 20 | [8 empty] | False | Civil | 25
2124 | SBJ-Z5-Z5031-CIVIL 25 | CIVIL 25 | CIVIL 25 | Civil | CIVIL | OTHERS |  | Z5031 | SBJ-Z5-Z5031 |  |  | Z5031 | [5 empty] | 2019-01-01 | 2019 | Q |  | Y | 20 | [8 empty] | False | Civil | 26
2125 | SBJ-Z5-Z5030-CIVIL 26 | CIVIL 26 | CIVIL 26 | Civil | CIVIL | OTHERS |  | Z5030 | SBJ-Z5-Z5030 |  |  | Z5030 | [5 empty] | 2019-01-01 | 2019 | Q |  | Y | 20 | [8 empty] | False | Civil | 27
2126 | SBJ-Z5-Z5029-CIVIL 27 | CIVIL 27 | CIVIL 27 | Civil | CIVIL | OTHERS |  | Z5029 | SBJ-Z5-Z5029 |  |  | Z5029 | [5 empty] | 2019-01-01 | 2019 | Q |  | Y | 20 | [8 empty] | False | Civil | 28
2127 | SBJ-Z5-Z5028-CIVIL 28 | CIVIL 28 | CIVIL 28 | Civil | CIVIL | OTHERS |  | Z5028 | SBJ-Z5-Z5028 |  |  | Z5028 | [5 empty] | 2019-01-01 | 2019 | Q |  | Y | 20 | [8 empty] | False | Civil | 29
2128 | SBJ-Z5-Z5027-CIVIL 29 | CIVIL 29 | CIVIL 29 | Civil | CIVIL | OTHERS |  | Z5027 | SBJ-Z5-Z5027 |  |  | Z5027 | [5 empty] | 2019-01-01 | 2019 | Q |  | Y | 20 | [8 empty] | False | Civil | 30
2129 | SBJ-Z5-Z5026-CIVIL 30 | CIVIL 30 | CIVIL 30 | Civil | CIVIL | OTHERS |  | Z5026 | SBJ-Z5-Z5026 |  |  | Z5026 | [5 empty] | 2019-01-01 | 2019 | Q |  | Y | 20 | [8 empty] | False | Civil | 31
2130 | SBJ-Z5-Z5025-CIVIL 31 | CIVIL 31 | CIVIL 31 | Civil | CIVIL | OTHERS |  | Z5025 | SBJ-Z5-Z5025 |  |  | Z5025 | [5 empty] | 2019-01-01 | 2019 | Q |  | Y | 20 | [8 empty] | False | Civil | 32
2131 | SBJ-Z5-Z5024-CIVIL 32 | CIVIL 32 | CIVIL 32 | Civil | CIVIL | OTHERS |  | Z5024 | SBJ-Z5-Z5024 |  |  | Z5024 | [5 empty] | 2019-01-01 | 2019 | Q |  | Y | 20 | [8 empty] | False | Civil | 33
2132 | SBJ-Z5-Z5023-CIVIL 33 | CIVIL 33 | CIVIL 33 | Civil | CIVIL | OTHERS |  | Z5023 | SBJ-Z5-Z5023 |  |  | Z5023 | [5 empty] | 2019-01-01 | 2019 | Q |  | Y | 20 | [8 empty] | False | Civil | 34
2133 | SBJ-Z5-Z5022-CIVIL 34 | CIVIL 34 | CIVIL 34 | Civil | CIVIL | OTHERS |  | Z5022 | SBJ-Z5-Z5022 |  |  | Z5022 | [5 empty] | 2019-01-01 | 2019 | Q |  | Y | 20 | [8 empty] | False | Civil | 35
2134 | SBJ-Z5-Z5021-CIVIL 35 | CIVIL 35 | CIVIL 35 | Civil | CIVIL | OTHERS |  | Z5021 | SBJ-Z5-Z5021 |  |  | Z5021 | [5 empty] | 2019-01-01 | 2019 | Q |  | Y | 20 | [8 empty] | False | Civil | 36
2135 | SBJ-Z5-Z5020-CIVIL 36 | CIVIL 36 | CIVIL 36 | Civil | CIVIL | OTHERS |  | Z5020 | SBJ-Z5-Z5020 |  |  | Z5020 | [5 empty] | 2019-01-01 | 2019 | Q |  | Y | 20 | [8 empty] | False | Civil | 37
2136 | SBJ-Z5-Z5019-CIVIL 37 | CIVIL 37 | CIVIL 37 | Civil | CIVIL | OTHERS |  | Z5019 | SBJ-Z5-Z5019 |  |  | Z5019 | [5 empty] | 2019-01-01 | 2019 | Q |  | Y | 20 | [8 empty] | False | Civil | 38
2137 | SBJ-Z5-Z5018-CIVIL 38 | CIVIL 38 | CIVIL 38 | Civil | CIVIL | OTHERS |  | Z5018 | SBJ-Z5-Z5018 |  |  | Z5018 | [5 empty] | 2019-01-01 | 2019 | Q |  | Y | 20 | [8 empty] | False | Civil | 39
2138 | SBJ-Z5-Z5017-CIVIL 39 | CIVIL 39 | CIVIL 39 | Civil | CIVIL | OTHERS |  | Z5017 | SBJ-Z5-Z5017 |  |  | Z5017 | [5 empty] | 2019-01-01 | 2019 | Q |  | Y | 20 | [8 empty] | False | Civil | 40
2139 | SBJ-Z5-Z5016-CIVIL 40 | CIVIL 40 | CIVIL 40 | Civil | CIVIL | OTHERS |  | Z5016 | SBJ-Z5-Z5016 |  |  | Z5016 | [5 empty] | 2019-01-01 | 2019 | Q |  | Y | 20 | [8 empty] | False | Civil | 41
2140 | SBJ-Z5-Z5015-CIVIL 41 | CIVIL 41 | CIVIL 41 | Civil | CIVIL | OTHERS |  | Z5015 | SBJ-Z5-Z5015 |  |  | Z5015 | [5 empty] | 2019-01-01 | 2019 | Q |  | Y | 20 | [8 empty] | False | Civil | 42
2141 | SBJ-Z5-Z5014-CIVIL 42 | CIVIL 42 | CIVIL 42 | Civil | CIVIL | OTHERS |  | Z5014 | SBJ-Z5-Z5014 |  |  | Z5014 | [5 empty] | 2019-01-01 | 2019 | Q |  | Y | 20 | [8 empty] | False | Civil | 43
2142 | SBJ-Z5-Z5013-CIVIL 43 | CIVIL 43 | CIVIL 43 | Civil | CIVIL | OTHERS |  | Z5013 | SBJ-Z5-Z5013 |  |  | Z5013 | [5 empty] | 2019-01-01 | 2019 | Q |  | Y | 20 | [8 empty] | False | Civil | 44
2143 | SBJ-Z5-Z5012-CIVIL 44 | CIVIL 44 | CIVIL 44 | Civil | CIVIL | OTHERS |  | Z5012 | SBJ-Z5-Z5012 |  |  | Z5012 | [5 empty] | 2019-01-01 | 2019 | Q |  | Y | 20 | [8 empty] | False | Civil | 45
2144 | SBJ-Z5-Z5011-CIVIL 45 | CIVIL 45 | CIVIL 45 | Civil | CIVIL | OTHERS |  | Z5011 | SBJ-Z5-Z5011 |  |  | Z5011 | [5 empty] | 2019-01-01 | 2019 | Q |  | Y | 20 | [8 empty] | False | Civil | 46
2145 | SBJ-Z5-Z5010-CIVIL 46 | CIVIL 46 | CIVIL 46 | Civil | CIVIL | OTHERS |  | Z5010 | SBJ-Z5-Z5010 |  |  | Z5010 | [5 empty] | 2019-01-01 | 2019 | Q |  | Y | 20 | [8 empty] | False | Civil | 47
2146 | SBJ-Z5-Z5009-CIVIL 47 | CIVIL 47 | CIVIL 47 | Civil | CIVIL | OTHERS |  | Z5009 | SBJ-Z5-Z5009 |  |  | Z5009 | [5 empty] | 2019-01-01 | 2019 | Q |  | Y | 20 | [8 empty] | False | Civil | 48
2147 | SBJ-Z5-Z5008-CIVIL 48 | CIVIL 48 | CIVIL 48 | Civil | CIVIL | OTHERS |  | Z5008 | SBJ-Z5-Z5008 |  |  | Z5008 | [5 empty] | 2019-01-01 | 2019 | Q |  | Y | 20 | [8 empty] | False | Civil | 49
2148 | SBJ-Z5-Z5007-CIVIL 49 | CIVIL 49 | CIVIL 49 | Civil | CIVIL | OTHERS |  | Z5007 | SBJ-Z5-Z5007 |  |  | Z5007 | [5 empty] | 2019-01-01 | 2019 | Q |  | Y | 20 | [8 empty] | False | Civil | 50
2149 | SBJ-Z5-Z5006-CIVIL 50 | CIVIL 50 | CIVIL 50 | Civil | CIVIL | OTHERS |  | Z5006 | SBJ-Z5-Z5006 |  |  | Z5006 | [5 empty] | 2019-01-01 | 2019 | Q |  | Y | 20 | [8 empty] | False | Civil | 51
2150 | SBJ-Z5-Z5005-CIVIL 51 | CIVIL 51 | CIVIL 51 | Civil | CIVIL | OTHERS |  | Z5005 | SBJ-Z5-Z5005 |  |  | Z5005 | [5 empty] | 2019-01-01 | 2019 | Q |  | Y | 20 | [8 empty] | False | Civil | 52
2151 | SBJ-Z5-Z5004-CIVIL 52 | CIVIL 52 | CIVIL 52 | Civil | CIVIL | OTHERS |  | Z5004 | SBJ-Z5-Z5004 |  |  | Z5004 | [5 empty] | 2019-01-01 | 2019 | Q |  | Y | 20 | [8 empty] | False | Civil | 53
2152 | SBJ-Z5-Z5003-CIVIL 53 | CIVIL 53 | CIVIL 53 | Civil | CIVIL | OTHERS |  | Z5003 | SBJ-Z5-Z5003 |  |  | Z5003 | [5 empty] | 2019-01-01 | 2019 | Q |  | Y | 20 | [8 empty] | False | Civil | 54
2153 | SBJ-Z5-Z5002-CIVIL 54 | CIVIL 54 | CIVIL 54 | Civil | CIVIL | OTHERS |  | Z5002 | SBJ-Z5-Z5002 |  |  | Z5002 | [5 empty] | 2019-01-01 | 2019 | Q |  | Y | 20 | [8 empty] | False | Civil | 55
2154 | SBJ-Z5-Z5001-CIVIL 55 | CIVIL 55 | CIVIL 55 | Civil | CIVIL | OTHERS |  | Z5001 | SBJ-Z5-Z5001 |  |  | Z5001 | [5 empty] | 2019-01-01 | 2019 | Q |  | Y | 20 | [8 empty] | False | Civil | 56
2155 | SBJ-Z3A-Z3075-6-CIVIL 56 | CIVIL 56 | CIVIL 56 | Civil | CIVIL | OTHERS |  | Z3075-6 | SBJ-Z3A-Z3075-6 |  |  | Z3075 | [5 empty] | 2019-01-01 | 2019 | Q |  | Y | 20 | [8 empty] | False | Civil | 57
2156 | SBJ-Z3A-Z3075-5-CIVIL 57 | CIVIL 57 | CIVIL 57 | Civil | CIVIL | OTHERS |  | Z3075-5 | SBJ-Z3A-Z3075-5 |  |  | Z3075 | [5 empty] | 2019-01-01 | 2019 | Q |  | Y | 20 | [8 empty] | False | Civil | 58
2157 | SBJ-Z3A-Z3075-4-CIVIL 58 | CIVIL 58 | CIVIL 58 | Civil | CIVIL | OTHERS |  | Z3075-4 | SBJ-Z3A-Z3075-4 |  |  | Z3075 | [5 empty] | 2019-01-01 | 2019 | Q |  | Y | 20 | [8 empty] | False | Civil | 59
2158 | SBJ-Z3A-Z3075-3-CIVIL 59 | CIVIL 59 | CIVIL 59 | Civil | CIVIL | OTHERS |  | Z3075-3 | SBJ-Z3A-Z3075-3 |  |  | Z3075 | [5 empty] | 2019-01-01 | 2019 | Q |  | Y | 20 | [8 empty] | False | Civil | 60
2159 | SBJ-Z3A-Z3075-2-CIVIL 60 | CIVIL 60 | CIVIL 60 | Civil | CIVIL | OTHERS |  | Z3075-2 | SBJ-Z3A-Z3075-2 |  |  | Z3075 | [5 empty] | 2019-01-01 | 2019 | Q |  | Y | 20 | [8 empty] | False | Civil | 61
2160 | SBJ-Z3A-Z3075-1-CIVIL 61 | CIVIL 61 | CIVIL 61 | Civil | CIVIL | OTHERS |  | Z3075-1 | SBJ-Z3A-Z3075-1 |  |  | Z3075 | [5 empty] | 2019-01-01 | 2019 | Q |  | Y | 20 | [8 empty] | False | Civil | 62
2161 | SBJ-Z3A-Z3074-6-CIVIL 62 | CIVIL 62 | CIVIL 62 | Civil | CIVIL | OTHERS |  | Z3074-6 | SBJ-Z3A-Z3074-6 |  |  | Z3074 | [5 empty] | 2019-01-01 | 2019 | Q |  | Y | 20 | [8 empty] | False | Civil | 63
2162 | SBJ-Z3A-Z3074-5-CIVIL 63 | CIVIL 63 | CIVIL 63 | Civil | CIVIL | OTHERS |  | Z3074-5 | SBJ-Z3A-Z3074-5 |  |  | Z3074 | [5 empty] | 2019-01-01 | 2019 | Q |  | Y | 20 | [8 empty] | False | Civil | 64
2163 | SBJ-Z3A-Z3074-4-CIVIL 64 | CIVIL 64 | CIVIL 64 | Civil | CIVIL | OTHERS |  | Z3074-4 | SBJ-Z3A-Z3074-4 |  |  | Z3074 | [5 empty] | 2019-01-01 | 2019 | Q |  | Y | 20 | [8 empty] | False | Civil | 65
2164 | SBJ-Z3A-Z3074-3-CIVIL 65 | CIVIL 65 | CIVIL 65 | Civil | CIVIL | OTHERS |  | Z3074-3 | SBJ-Z3A-Z3074-3 |  |  | Z3074 | [5 empty] | 2019-01-01 | 2019 | Q |  | Y | 20 | [8 empty] | False | Civil | 66
2165 | SBJ-Z3A-Z3074-2-CIVIL 66 | CIVIL 66 | CIVIL 66 | Civil | CIVIL | OTHERS |  | Z3074-2 | SBJ-Z3A-Z3074-2 |  |  | Z3074 | [5 empty] | 2019-01-01 | 2019 | Q |  | Y | 20 | [8 empty] | False | Civil | 67
2166 | SBJ-Z3A-Z3074-1-CIVIL 67 | CIVIL 67 | CIVIL 67 | Civil | CIVIL | OTHERS |  | Z3074-1 | SBJ-Z3A-Z3074-1 |  |  | Z3074 | [5 empty] | 2019-01-01 | 2019 | Q |  | Y | 20 | [8 empty] | False | Civil | 68
2167 | SBJ-Z3B-Z3062-6-CIVIL 68 | CIVIL 68 | CIVIL 68 | Civil | CIVIL | OTHERS |  | Z3062-6 | SBJ-Z3B-Z3062-6 |  |  | Z3062 | [5 empty] | 2019-01-01 | 2019 | Q |  | Y | 20 | [8 empty] | False | Civil | 69
2168 | SBJ-Z3B-Z3062-5-CIVIL 69 | CIVIL 69 | CIVIL 69 | Civil | CIVIL | OTHERS |  | Z3062-5 | SBJ-Z3B-Z3062-5 |  |  | Z3062 | [5 empty] | 2019-01-01 | 2019 | Q |  | Y | 20 | [8 empty] | False | Civil | 70
2169 | SBJ-Z3B-Z3062-4-CIVIL 70 | CIVIL 70 | CIVIL 70 | Civil | CIVIL | OTHERS |  | Z3062-4 | SBJ-Z3B-Z3062-4 |  |  | Z3062 | [5 empty] | 2019-01-01 | 2019 | Q |  | Y | 20 | [8 empty] | False | Civil | 71
2170 | SBJ-Z3B-Z3062-3-CIVIL 71 | CIVIL 71 | CIVIL 71 | Civil | CIVIL | OTHERS |  | Z3062-3 | SBJ-Z3B-Z3062-3 |  |  | Z3062 | [5 empty] | 2019-01-01 | 2019 | Q |  | Y | 20 | [8 empty] | False | Civil | 72
2171 | SBJ-Z3B-Z3062-2-CIVIL 72 | CIVIL 72 | CIVIL 72 | Civil | CIVIL | OTHERS |  | Z3062-2 | SBJ-Z3B-Z3062-2 |  |  | Z3062 | [5 empty] | 2019-01-01 | 2019 | Q |  | Y | 20 | [8 empty] | False | Civil | 73
2172 | SBJ-Z3B-Z3062-1-CIVIL 73 | CIVIL 73 | CIVIL 73 | Civil | CIVIL | OTHERS |  | Z3062-1 | SBJ-Z3B-Z3062-1 |  |  | Z3062 | [5 empty] | 2019-01-01 | 2019 | Q |  | Y | 20 | [8 empty] | False | Civil | 74
2173 | SBJ-Z3B-Z3061-6-CIVIL 74 | CIVIL 74 | CIVIL 74 | Civil | CIVIL | OTHERS |  | Z3061-6 | SBJ-Z3B-Z3061-6 |  |  | Z3061 | [5 empty] | 2019-01-01 | 2019 | Q |  | Y | 20 | [8 empty] | False | Civil | 75
2174 | SBJ-Z3B-Z3061-5-CIVIL 75 | CIVIL 75 | CIVIL 75 | Civil | CIVIL | OTHERS |  | Z3061-5 | SBJ-Z3B-Z3061-5 |  |  | Z3061 | [5 empty] | 2019-01-01 | 2019 | Q |  | Y | 20 | [8 empty] | False | Civil | 76
2175 | SBJ-Z3B-Z3061-4B-CIVIL 76 | CIVIL 76 | CIVIL 76 | Civil | CIVIL | OTHERS |  | Z3061-4B | SBJ-Z3B-Z3061-4B |  |  | Z3061 | [5 empty] | 2019-01-01 | 2019 | Q |  | Y | 20 | [8 empty] | False | Civil | 77
2176 | SBJ-Z3B-Z3061-4A-CIVIL 77 | CIVIL 77 | CIVIL 77 | Civil | CIVIL | OTHERS |  | Z3061-4A | SBJ-Z3B-Z3061-4A |  |  | Z3061 | [5 empty] | 2019-01-01 | 2019 | Q |  | Y | 20 | [8 empty] | False | Civil | 78
2177 | SBJ-Z3B-Z3061-3B-CIVIL 78 | CIVIL 78 | CIVIL 78 | Civil | CIVIL | OTHERS |  | Z3061-3B | SBJ-Z3B-Z3061-3B |  |  | Z3061 | [5 empty] | 2019-01-01 | 2019 | Q |  | Y | 20 | [8 empty] | False | Civil | 79
2178 | SBJ-Z3B-Z3061-3A-CIVIL 79 | CIVIL 79 | CIVIL 79 | Civil | CIVIL | OTHERS |  | Z3061-3A | SBJ-Z3B-Z3061-3A |  |  | Z3061 | [5 empty] | 2019-01-01 | 2019 | Q |  | Y | 20 | [8 empty] | False | Civil | 80
2179 | SBJ-Z3B-Z3061-2B-CIVIL 80 | CIVIL 80 | CIVIL 80 | Civil | CIVIL | OTHERS |  | Z3061-2B | SBJ-Z3B-Z3061-2B |  |  | Z3061 | [5 empty] | 2019-01-01 | 2019 | Q |  | Y | 20 | [8 empty] | False | Civil | 81
2180 | SBJ-Z3B-Z3061-2A-CIVIL 81 | CIVIL 81 | CIVIL 81 | Civil | CIVIL | OTHERS |  | Z3061-2A | SBJ-Z3B-Z3061-2A |  |  | Z3061 | [5 empty] | 2019-01-01 | 2019 | Q |  | Y | 20 | [8 empty] | False | Civil | 82
2181 | SBJ-Z3B-Z3061-1B-CIVIL 82 | CIVIL 82 | CIVIL 82 | Civil | CIVIL | OTHERS |  | Z3061-1B | SBJ-Z3B-Z3061-1B |  |  | Z3061 | [5 empty] | 2019-01-01 | 2019 | Q |  | Y | 20 | [8 empty] | False | Civil | 83
2182 | SBJ-Z3B-Z3061-1A-CIVIL 83 | CIVIL 83 | CIVIL 83 | Civil | CIVIL | OTHERS |  | Z3061-1A | SBJ-Z3B-Z3061-1A |  |  | Z3061 | [5 empty] | 2019-01-01 | 2019 | Q |  | Y | 20 | [8 empty] | False | Civil | 84
2183 | SBJ-Z3B-Z3060-6-CIVIL 84 | CIVIL 84 | CIVIL 84 | Civil | CIVIL | OTHERS |  | Z3060-6 | SBJ-Z3B-Z3060-6 |  |  | Z3060 | [5 empty] | 2019-01-01 | 2019 | Q |  | Y | 20 | [8 empty] | False | Civil | 85
2184 | SBJ-Z3B-Z3060-5-CIVIL 85 | CIVIL 85 | CIVIL 85 | Civil | CIVIL | OTHERS |  | Z3060-5 | SBJ-Z3B-Z3060-5 |  |  | Z3060 | [5 empty] | 2019-01-01 | 2019 | Q |  | Y | 20 | [8 empty] | False | Civil | 86
2185 | SBJ-Z3B-Z3060-4B-CIVIL 86 | CIVIL 86 | CIVIL 86 | Civil | CIVIL | OTHERS |  | Z3060-4B | SBJ-Z3B-Z3060-4B |  |  | Z3060 | [5 empty] | 2019-01-01 | 2019 | Q |  | Y | 20 | [8 empty] | False | Civil | 87
2186 | SBJ-Z3B-Z3060-4A-CIVIL 87 | CIVIL 87 | CIVIL 87 | Civil | CIVIL | OTHERS |  | Z3060-4A | SBJ-Z3B-Z3060-4A |  |  | Z3060 | [5 empty] | 2019-01-01 | 2019 | Q |  | Y | 20 | [8 empty] | False | Civil | 88
2187 | SBJ-Z3B-Z3060-3B-CIVIL 88 | CIVIL 88 | CIVIL 88 | Civil | CIVIL | OTHERS |  | Z3060-3B | SBJ-Z3B-Z3060-3B |  |  | Z3060 | [5 empty] | 2019-01-01 | 2019 | Q |  | Y | 20 | [8 empty] | False | Civil | 89
2188 | SBJ-Z3B-Z3060-3A-CIVIL 89 | CIVIL 89 | CIVIL 89 | Civil | CIVIL | OTHERS |  | Z3060-3A | SBJ-Z3B-Z3060-3A |  |  | Z3060 | [5 empty] | 2019-01-01 | 2019 | Q |  | Y | 20 | [8 empty] | False | Civil | 90
2189 | SBJ-Z3B-Z3060-2B-CIVIL 90 | CIVIL 90 | CIVIL 90 | Civil | CIVIL | OTHERS |  | Z3060-2B | SBJ-Z3B-Z3060-2B |  |  | Z3060 | [5 empty] | 2019-01-01 | 2019 | Q |  | Y | 20 | [8 empty] | False | Civil | 91
2190 | SBJ-Z3B-Z3060-2A-CIVIL 91 | CIVIL 91 | CIVIL 91 | Civil | CIVIL | OTHERS |  | Z3060-2A | SBJ-Z3B-Z3060-2A |  |  | Z3060 | [5 empty] | 2019-01-01 | 2019 | Q |  | Y | 20 | [8 empty] | False | Civil | 92
2191 | SBJ-Z3B-Z3060-1B-CIVIL 92 | CIVIL 92 | CIVIL 92 | Civil | CIVIL | OTHERS |  | Z3060-1B | SBJ-Z3B-Z3060-1B |  |  | Z3060 | [5 empty] | 2019-01-01 | 2019 | Q |  | Y | 20 | [8 empty] | False | Civil | 93
2192 | SBJ-Z3B-Z3060-1A-CIVIL 93 | CIVIL 93 | CIVIL 93 | Civil | CIVIL | OTHERS |  | Z3060-1A | SBJ-Z3B-Z3060-1A |  |  | Z3060 | [5 empty] | 2019-01-01 | 2019 | Q |  | Y | 20 | [8 empty] | False | Civil | 94
2193 | SBJ-Z3B-Z3059-6-CIVIL 94 | CIVIL 94 | CIVIL 94 | Civil | CIVIL | OTHERS |  | Z3059-6 | SBJ-Z3B-Z3059-6 |  |  | Z3059 | [5 empty] | 2019-01-01 | 2019 | Q |  | Y | 20 | [8 empty] | False | Civil | 95
2194 | SBJ-Z3B-Z3059-5-CIVIL 95 | CIVIL 95 | CIVIL 95 | Civil | CIVIL | OTHERS |  | Z3059-5 | SBJ-Z3B-Z3059-5 |  |  | Z3059 | [5 empty] | 2019-01-01 | 2019 | Q |  | Y | 20 | [8 empty] | False | Civil | 96
2195 | SBJ-Z3B-Z3059-4B-CIVIL 96 | CIVIL 96 | CIVIL 96 | Civil | CIVIL | OTHERS |  | Z3059-4B | SBJ-Z3B-Z3059-4B |  |  | Z3059 | [5 empty] | 2019-01-01 | 2019 | Q |  | Y | 20 | [8 empty] | False | Civil | 97
2196 | SBJ-Z3B-Z3059-4A-CIVIL 97 | CIVIL 97 | CIVIL 97 | Civil | CIVIL | OTHERS |  | Z3059-4A | SBJ-Z3B-Z3059-4A |  |  | Z3059 | [5 empty] | 2019-01-01 | 2019 | Q |  | Y | 20 | [8 empty] | False | Civil | 98
2197 | SBJ-Z3B-Z3059-3B-CIVIL 98 | CIVIL 98 | CIVIL 98 | Civil | CIVIL | OTHERS |  | Z3059-3B | SBJ-Z3B-Z3059-3B |  |  | Z3059 | [5 empty] | 2019-01-01 | 2019 | Q |  | Y | 20 | [8 empty] | False | Civil | 99
2198 | SBJ-Z3B-Z3059-3A-CIVIL 99 | CIVIL 99 | CIVIL 99 | Civil | CIVIL | OTHERS |  | Z3059-3A | SBJ-Z3B-Z3059-3A |  |  | Z3059 | [5 empty] | 2019-01-01 | 2019 | Q |  | Y | 20 | [8 empty] | False | Civil | 100
2199 | SBJ-Z3B-Z3059-2B-CIVIL 100 | CIVIL 100 | CIVIL 100 | Civil | CIVIL | OTHERS |  | Z3059-2B | SBJ-Z3B-Z3059-2B |  |  | Z3059 | [5 empty] | 2019-01-01 | 2019 | Q |  | Y | 20 | [8 empty] | False | Civil | 101
2200 | SBJ-Z3B-Z3059-2A-CIVIL 101 | CIVIL 101 | CIVIL 101 | Civil | CIVIL | OTHERS |  | Z3059-2A | SBJ-Z3B-Z3059-2A |  |  | Z3059 | [5 empty] | 2019-01-01 | 2019 | Q |  | Y | 20 | [8 empty] | False | Civil | 102
2201 | SBJ-Z3B-Z3059-1B-CIVIL 102 | CIVIL 102 | CIVIL 102 | Civil | CIVIL | OTHERS |  | Z3059-1B | SBJ-Z3B-Z3059-1B |  |  | Z3059 | [5 empty] | 2019-01-01 | 2019 | Q |  | Y | 20 | [8 empty] | False | Civil | 103
2202 | SBJ-Z3B-Z3059-1A-CIVIL 103 | CIVIL 103 | CIVIL 103 | Civil | CIVIL | OTHERS |  | Z3059-1A | SBJ-Z3B-Z3059-1A |  |  | Z3059 | [5 empty] | 2019-01-01 | 2019 | Q |  | Y | 20 | [8 empty] | False | Civil | 104
2203 | SBJ-Z3B-Z3058-6-CIVIL 104 | CIVIL 104 | CIVIL 104 | Civil | CIVIL | OTHERS |  | Z3058-6 | SBJ-Z3B-Z3058-6 |  |  | Z3058 | [5 empty] | 2019-01-01 | 2019 | Q |  | Y | 20 | [8 empty] | False | Civil | 105
2204 | SBJ-Z3B-Z3058-5-CIVIL 105 | CIVIL 105 | CIVIL 105 | Civil | CIVIL | OTHERS |  | Z3058-5 | SBJ-Z3B-Z3058-5 |  |  | Z3058 | [5 empty] | 2019-01-01 | 2019 | Q |  | Y | 20 | [8 empty] | False | Civil | 106
2205 | SBJ-Z3B-Z3058-4B-CIVIL 106 | CIVIL 106 | CIVIL 106 | Civil | CIVIL | OTHERS |  | Z3058-4B | SBJ-Z3B-Z3058-4B |  |  | Z3058 | [5 empty] | 2019-01-01 | 2019 | Q |  | Y | 20 | [8 empty] | False | Civil | 107
2206 | SBJ-Z3B-Z3058-4A-CIVIL 107 | CIVIL 107 | CIVIL 107 | Civil | CIVIL | OTHERS |  | Z3058-4A | SBJ-Z3B-Z3058-4A |  |  | Z3058 | [5 empty] | 2019-01-01 | 2019 | Q |  | Y | 20 | [8 empty] | False | Civil | 108
2207 | SBJ-Z3B-Z3058-3B-CIVIL 108 | CIVIL 108 | CIVIL 108 | Civil | CIVIL | OTHERS |  | Z3058-3B | SBJ-Z3B-Z3058-3B |  |  | Z3058 | [5 empty] | 2019-01-01 | 2019 | Q |  | Y | 20 | [8 empty] | False | Civil | 109
2208 | SBJ-Z3B-Z3058-3A-CIVIL 109 | CIVIL 109 | CIVIL 109 | Civil | CIVIL | OTHERS |  | Z3058-3A | SBJ-Z3B-Z3058-3A |  |  | Z3058 | [5 empty] | 2019-01-01 | 2019 | Q |  | Y | 20 | [8 empty] | False | Civil | 110
2209 | SBJ-Z3B-Z3058-2B-CIVIL 110 | CIVIL 110 | CIVIL 110 | Civil | CIVIL | OTHERS |  | Z3058-2B | SBJ-Z3B-Z3058-2B |  |  | Z3058 | [5 empty] | 2019-01-01 | 2019 | Q |  | Y | 20 | [8 empty] | False | Civil | 111
2210 | SBJ-Z3B-Z3058-2A-CIVIL 111 | CIVIL 111 | CIVIL 111 | Civil | CIVIL | OTHERS |  | Z3058-2A | SBJ-Z3B-Z3058-2A |  |  | Z3058 | [5 empty] | 2019-01-01 | 2019 | Q |  | Y | 20 | [8 empty] | False | Civil | 112
2211 | SBJ-Z3B-Z3058-1B-CIVIL 112 | CIVIL 112 | CIVIL 112 | Civil | CIVIL | OTHERS |  | Z3058-1B | SBJ-Z3B-Z3058-1B |  |  | Z3058 | [5 empty] | 2019-01-01 | 2019 | Q |  | Y | 20 | [8 empty] | False | Civil | 113
2212 | SBJ-Z3B-Z3058-1A-CIVIL 113 | CIVIL 113 | CIVIL 113 | Civil | CIVIL | OTHERS |  | Z3058-1A | SBJ-Z3B-Z3058-1A |  |  | Z3058 | [5 empty] | 2019-01-01 | 2019 | Q |  | Y | 20 | [8 empty] | False | Civil | 114
2213 | SBJ-Z3B-Z3057-6-CIVIL 114 | CIVIL 114 | CIVIL 114 | Civil | CIVIL | OTHERS |  | Z3057-6 | SBJ-Z3B-Z3057-6 |  |  | Z3057 | [5 empty] | 2019-01-01 | 2019 | Q |  | Y | 20 | [8 empty] | False | Civil | 115
2214 | SBJ-Z3B-Z3057-5-CIVIL 115 | CIVIL 115 | CIVIL 115 | Civil | CIVIL | OTHERS |  | Z3057-5 | SBJ-Z3B-Z3057-5 |  |  | Z3057 | [5 empty] | 2019-01-01 | 2019 | Q |  | Y | 20 | [8 empty] | False | Civil | 116
2215 | SBJ-Z3B-Z3057-4B-CIVIL 116 | CIVIL 116 | CIVIL 116 | Civil | CIVIL | OTHERS |  | Z3057-4B | SBJ-Z3B-Z3057-4B |  |  | Z3057 | [5 empty] | 2019-01-01 | 2019 | Q |  | Y | 20 | [8 empty] | False | Civil | 117
2216 | SBJ-Z3B-Z3057-4A-CIVIL 117 | CIVIL 117 | CIVIL 117 | Civil | CIVIL | OTHERS |  | Z3057-4A | SBJ-Z3B-Z3057-4A |  |  | Z3057 | [5 empty] | 2019-01-01 | 2019 | Q |  | Y | 20 | [8 empty] | False | Civil | 118
2217 | SBJ-Z3B-Z3057-3B-CIVIL 118 | CIVIL 118 | CIVIL 118 | Civil | CIVIL | OTHERS |  | Z3057-3B | SBJ-Z3B-Z3057-3B |  |  | Z3057 | [5 empty] | 2019-01-01 | 2019 | Q |  | Y | 20 | [8 empty] | False | Civil | 119
2218 | SBJ-Z3B-Z3057-3A-CIVIL 119 | CIVIL 119 | CIVIL 119 | Civil | CIVIL | OTHERS |  | Z3057-3A | SBJ-Z3B-Z3057-3A |  |  | Z3057 | [5 empty] | 2019-01-01 | 2019 | Q |  | Y | 20 | [8 empty] | False | Civil | 120
2219 | SBJ-Z3B-Z3057-2B-CIVIL 120 | CIVIL 120 | CIVIL 120 | Civil | CIVIL | OTHERS |  | Z3057-2B | SBJ-Z3B-Z3057-2B |  |  | Z3057 | [5 empty] | 2019-01-01 | 2019 | Q |  | Y | 20 | [8 empty] | False | Civil | 121
2220 | SBJ-Z3B-Z3057-2A-CIVIL 121 | CIVIL 121 | CIVIL 121 | Civil | CIVIL | OTHERS |  | Z3057-2A | SBJ-Z3B-Z3057-2A |  |  | Z3057 | [5 empty] | 2019-01-01 | 2019 | Q |  | Y | 20 | [8 empty] | False | Civil | 122
2221 | SBJ-Z3B-Z3057-1B-CIVIL 122 | CIVIL 122 | CIVIL 122 | Civil | CIVIL | OTHERS |  | Z3057-1B | SBJ-Z3B-Z3057-1B |  |  | Z3057 | [5 empty] | 2019-01-01 | 2019 | Q |  | Y | 20 | [8 empty] | False | Civil | 123
2222 | SBJ-Z3B-Z3057-1A-CIVIL 123 | CIVIL 123 | CIVIL 123 | Civil | CIVIL | OTHERS |  | Z3057-1A | SBJ-Z3B-Z3057-1A |  |  | Z3057 | [5 empty] | 2019-01-01 | 2019 | Q |  | Y | 20 | [8 empty] | False | Civil | 124
2223 | SBJ-Z3B-Z3056-6-CIVIL 124 | CIVIL 124 | CIVIL 124 | Civil | CIVIL | OTHERS |  | Z3056-6 | SBJ-Z3B-Z3056-6 |  |  | Z3056 | [5 empty] | 2019-01-01 | 2019 | Q |  | Y | 20 | [8 empty] | False | Civil | 125
2224 | SBJ-Z3B-Z3056-5-CIVIL 125 | CIVIL 125 | CIVIL 125 | Civil | CIVIL | OTHERS |  | Z3056-5 | SBJ-Z3B-Z3056-5 |  |  | Z3056 | [5 empty] | 2019-01-01 | 2019 | Q |  | Y | 20 | [8 empty] | False | Civil | 126
2225 | SBJ-Z3B-Z3056-4B-CIVIL 126 | CIVIL 126 | CIVIL 126 | Civil | CIVIL | OTHERS |  | Z3056-4B | SBJ-Z3B-Z3056-4B |  |  | Z3056 | [5 empty] | 2019-01-01 | 2019 | Q |  | Y | 20 | [8 empty] | False | Civil | 127
2226 | SBJ-Z3B-Z3056-4A-CIVIL 127 | CIVIL 127 | CIVIL 127 | Civil | CIVIL | OTHERS |  | Z3056-4A | SBJ-Z3B-Z3056-4A |  |  | Z3056 | [5 empty] | 2019-01-01 | 2019 | Q |  | Y | 20 | [8 empty] | False | Civil | 128
2227 | SBJ-Z3B-Z3056-3B-CIVIL 128 | CIVIL 128 | CIVIL 128 | Civil | CIVIL | OTHERS |  | Z3056-3B | SBJ-Z3B-Z3056-3B |  |  | Z3056 | [5 empty] | 2019-01-01 | 2019 | Q |  | Y | 20 | [8 empty] | False | Civil | 129
2228 | SBJ-Z3B-Z3056-3A-CIVIL 129 | CIVIL 129 | CIVIL 129 | Civil | CIVIL | OTHERS |  | Z3056-3A | SBJ-Z3B-Z3056-3A |  |  | Z3056 | [5 empty] | 2019-01-01 | 2019 | Q |  | Y | 20 | [8 empty] | False | Civil | 130
2229 | SBJ-Z3B-Z3056-2B-CIVIL 130 | CIVIL 130 | CIVIL 130 | Civil | CIVIL | OTHERS |  | Z3056-2B | SBJ-Z3B-Z3056-2B |  |  | Z3056 | [5 empty] | 2019-01-01 | 2019 | Q |  | Y | 20 | [8 empty] | False | Civil | 131
2230 | SBJ-Z3B-Z3056-2A-CIVIL 131 | CIVIL 131 | CIVIL 131 | Civil | CIVIL | OTHERS |  | Z3056-2A | SBJ-Z3B-Z3056-2A |  |  | Z3056 | [5 empty] | 2019-01-01 | 2019 | Q |  | Y | 20 | [8 empty] | False | Civil | 132
2231 | SBJ-Z3B-Z3056-1B-CIVIL 132 | CIVIL 132 | CIVIL 132 | Civil | CIVIL | OTHERS |  | Z3056-1B | SBJ-Z3B-Z3056-1B |  |  | Z3056 | [5 empty] | 2019-01-01 | 2019 | Q |  | Y | 20 | [8 empty] | False | Civil | 133
2232 | SBJ-Z3B-Z3056-1A-CIVIL 133 | CIVIL 133 | CIVIL 133 | Civil | CIVIL | OTHERS |  | Z3056-1A | SBJ-Z3B-Z3056-1A |  |  | Z3056 | [5 empty] | 2019-01-01 | 2019 | Q |  | Y | 20 | [8 empty] | False | Civil | 134
2233 | SBJ-Z3B-Z3055-6-CIVIL 134 | CIVIL 134 | CIVIL 134 | Civil | CIVIL | OTHERS |  | Z3055-6 | SBJ-Z3B-Z3055-6 |  |  | Z3055 | [5 empty] | 2019-01-01 | 2019 | Q |  | Y | 20 | [8 empty] | False | Civil | 135
2234 | SBJ-Z3B-Z3055-5-CIVIL 135 | CIVIL 135 | CIVIL 135 | Civil | CIVIL | OTHERS |  | Z3055-5 | SBJ-Z3B-Z3055-5 |  |  | Z3055 | [5 empty] | 2019-01-01 | 2019 | Q |  | Y | 20 | [8 empty] | False | Civil | 136
2235 | SBJ-Z3B-Z3055-4B-CIVIL 136 | CIVIL 136 | CIVIL 136 | Civil | CIVIL | OTHERS |  | Z3055-4B | SBJ-Z3B-Z3055-4B |  |  | Z3055 | [5 empty] | 2019-01-01 | 2019 | Q |  | Y | 20 | [8 empty] | False | Civil | 137
2236 | SBJ-Z3B-Z3055-4A-CIVIL 137 | CIVIL 137 | CIVIL 137 | Civil | CIVIL | OTHERS |  | Z3055-4A | SBJ-Z3B-Z3055-4A |  |  | Z3055 | [5 empty] | 2019-01-01 | 2019 | Q |  | Y | 20 | [8 empty] | False | Civil | 138
2237 | SBJ-Z3B-Z3055-3B-CIVIL 138 | CIVIL 138 | CIVIL 138 | Civil | CIVIL | OTHERS |  | Z3055-3B | SBJ-Z3B-Z3055-3B |  |  | Z3055 | [5 empty] | 2019-01-01 | 2019 | Q |  | Y | 20 | [8 empty] | False | Civil | 139
2238 | SBJ-Z3B-Z3055-3A-CIVIL 139 | CIVIL 139 | CIVIL 139 | Civil | CIVIL | OTHERS |  | Z3055-3A | SBJ-Z3B-Z3055-3A |  |  | Z3055 | [5 empty] | 2019-01-01 | 2019 | Q |  | Y | 20 | [8 empty] | False | Civil | 140
2239 | SBJ-Z3B-Z3055-2B-CIVIL 140 | CIVIL 140 | CIVIL 140 | Civil | CIVIL | OTHERS |  | Z3055-2B | SBJ-Z3B-Z3055-2B |  |  | Z3055 | [5 empty] | 2019-01-01 | 2019 | Q |  | Y | 20 | [8 empty] | False | Civil | 141
2240 | SBJ-Z3B-Z3055-2A-CIVIL 141 | CIVIL 141 | CIVIL 141 | Civil | CIVIL | OTHERS |  | Z3055-2A | SBJ-Z3B-Z3055-2A |  |  | Z3055 | [5 empty] | 2019-01-01 | 2019 | Q |  | Y | 20 | [8 empty] | False | Civil | 142
2241 | SBJ-Z3B-Z3055-1B-CIVIL 142 | CIVIL 142 | CIVIL 142 | Civil | CIVIL | OTHERS |  | Z3055-1B | SBJ-Z3B-Z3055-1B |  |  | Z3055 | [5 empty] | 2019-01-01 | 2019 | Q |  | Y | 20 | [8 empty] | False | Civil | 143
2242 | SBJ-Z3B-Z3055-1A-CIVIL 143 | CIVIL 143 | CIVIL 143 | Civil | CIVIL | OTHERS |  | Z3055-1A | SBJ-Z3B-Z3055-1A |  |  | Z3055 | [5 empty] | 2019-01-01 | 2019 | Q |  | Y | 20 | [8 empty] | False | Civil | 144
2243 | SBJ-Z3B-Z3054-6-CIVIL 144 | CIVIL 144 | CIVIL 144 | Civil | CIVIL | OTHERS |  | Z3054-6 | SBJ-Z3B-Z3054-6 |  |  | Z3054 | [5 empty] | 2019-01-01 | 2019 | Q |  | Y | 20 | [8 empty] | False | Civil | 145
2244 | SBJ-Z3B-Z3054-5-CIVIL 145 | CIVIL 145 | CIVIL 145 | Civil | CIVIL | OTHERS |  | Z3054-5 | SBJ-Z3B-Z3054-5 |  |  | Z3054 | [5 empty] | 2019-01-01 | 2019 | Q |  | Y | 20 | [8 empty] | False | Civil | 146
2245 | SBJ-Z3B-Z3054-4B-CIVIL 146 | CIVIL 146 | CIVIL 146 | Civil | CIVIL | OTHERS |  | Z3054-4B | SBJ-Z3B-Z3054-4B |  |  | Z3054 | [5 empty] | 2019-01-01 | 2019 | Q |  | Y | 20 | [8 empty] | False | Civil | 147
2246 | SBJ-Z3B-Z3054-4A-CIVIL 147 | CIVIL 147 | CIVIL 147 | Civil | CIVIL | OTHERS |  | Z3054-4A | SBJ-Z3B-Z3054-4A |  |  | Z3054 | [5 empty] | 2019-01-01 | 2019 | Q |  | Y | 20 | [8 empty] | False | Civil | 148
2247 | SBJ-Z3B-Z3054-3B-CIVIL 148 | CIVIL 148 | CIVIL 148 | Civil | CIVIL | OTHERS |  | Z3054-3B | SBJ-Z3B-Z3054-3B |  |  | Z3054 | [5 empty] | 2019-01-01 | 2019 | Q |  | Y | 20 | [8 empty] | False | Civil | 149
2248 | SBJ-Z3B-Z3054-3A-CIVIL 149 | CIVIL 149 | CIVIL 149 | Civil | CIVIL | OTHERS |  | Z3054-3A | SBJ-Z3B-Z3054-3A |  |  | Z3054 | [5 empty] | 2019-01-01 | 2019 | Q |  | Y | 20 | [8 empty] | False | Civil | 150
2249 | SBJ-Z3B-Z3054-2B-CIVIL 150 | CIVIL 150 | CIVIL 150 | Civil | CIVIL | OTHERS |  | Z3054-2B | SBJ-Z3B-Z3054-2B |  |  | Z3054 | [5 empty] | 2019-01-01 | 2019 | Q |  | Y | 20 | [8 empty] | False | Civil | 151
2250 | SBJ-Z3B-Z3054-2A-CIVIL 151 | CIVIL 151 | CIVIL 151 | Civil | CIVIL | OTHERS |  | Z3054-2A | SBJ-Z3B-Z3054-2A |  |  | Z3054 | [5 empty] | 2019-01-01 | 2019 | Q |  | Y | 20 | [8 empty] | False | Civil | 152
2251 | SBJ-Z3B-Z3054-1B-CIVIL 152 | CIVIL 152 | CIVIL 152 | Civil | CIVIL | OTHERS |  | Z3054-1B | SBJ-Z3B-Z3054-1B |  |  | Z3054 | [5 empty] | 2019-01-01 | 2019 | Q |  | Y | 20 | [8 empty] | False | Civil | 153
2252 | SBJ-Z3B-Z3054-1A-CIVIL 153 | CIVIL 153 | CIVIL 153 | Civil | CIVIL | OTHERS |  | Z3054-1A | SBJ-Z3B-Z3054-1A |  |  | Z3054 | [5 empty] | 2019-01-01 | 2019 | Q |  | Y | 20 | [8 empty] | False | Civil | 154
2253 | SBJ-Z3B-Z3053-6-CIVIL 154 | CIVIL 154 | CIVIL 154 | Civil | CIVIL | OTHERS |  | Z3053-6 | SBJ-Z3B-Z3053-6 |  |  | Z3053 | [5 empty] | 2019-01-01 | 2019 | Q |  | Y | 20 | [8 empty] | False | Civil | 155
2254 | SBJ-Z3B-Z3053-5-CIVIL 155 | CIVIL 155 | CIVIL 155 | Civil | CIVIL | OTHERS |  | Z3053-5 | SBJ-Z3B-Z3053-5 |  |  | Z3053 | [5 empty] | 2019-01-01 | 2019 | Q |  | Y | 20 | [8 empty] | False | Civil | 156
2255 | SBJ-Z3B-Z3053-4B-CIVIL 156 | CIVIL 156 | CIVIL 156 | Civil | CIVIL | OTHERS |  | Z3053-4B | SBJ-Z3B-Z3053-4B |  |  | Z3053 | [5 empty] | 2019-01-01 | 2019 | Q |  | Y | 20 | [8 empty] | False | Civil | 157
2256 | SBJ-Z3B-Z3053-4A-CIVIL 157 | CIVIL 157 | CIVIL 157 | Civil | CIVIL | OTHERS |  | Z3053-4A | SBJ-Z3B-Z3053-4A |  |  | Z3053 | [5 empty] | 2019-01-01 | 2019 | Q |  | Y | 20 | [8 empty] | False | Civil | 158
2257 | SBJ-Z3B-Z3053-3B-CIVIL 158 | CIVIL 158 | CIVIL 158 | Civil | CIVIL | OTHERS |  | Z3053-3B | SBJ-Z3B-Z3053-3B |  |  | Z3053 | [5 empty] | 2019-01-01 | 2019 | Q |  | Y | 20 | [8 empty] | False | Civil | 159
2258 | SBJ-Z3B-Z3053-3A-CIVIL 159 | CIVIL 159 | CIVIL 159 | Civil | CIVIL | OTHERS |  | Z3053-3A | SBJ-Z3B-Z3053-3A |  |  | Z3053 | [5 empty] | 2019-01-01 | 2019 | Q |  | Y | 20 | [8 empty] | False | Civil | 160
2259 | SBJ-Z3B-Z3053-2B-CIVIL 160 | CIVIL 160 | CIVIL 160 | Civil | CIVIL | OTHERS |  | Z3053-2B | SBJ-Z3B-Z3053-2B |  |  | Z3053 | [5 empty] | 2019-01-01 | 2019 | Q |  | Y | 20 | [8 empty] | False | Civil | 161
2260 | SBJ-Z3B-Z3053-2A-CIVIL 161 | CIVIL 161 | CIVIL 161 | Civil | CIVIL | OTHERS |  | Z3053-2A | SBJ-Z3B-Z3053-2A |  |  | Z3053 | [5 empty] | 2019-01-01 | 2019 | Q |  | Y | 20 | [8 empty] | False | Civil | 162
2261 | SBJ-Z3B-Z3053-1B-CIVIL 162 | CIVIL 162 | CIVIL 162 | Civil | CIVIL | OTHERS |  | Z3053-1B | SBJ-Z3B-Z3053-1B |  |  | Z3053 | [5 empty] | 2019-01-01 | 2019 | Q |  | Y | 20 | [8 empty] | False | Civil | 163
2262 | SBJ-Z3B-Z3053-1A-CIVIL 163 | CIVIL 163 | CIVIL 163 | Civil | CIVIL | OTHERS |  | Z3053-1A | SBJ-Z3B-Z3053-1A |  |  | Z3053 | [5 empty] | 2019-01-01 | 2019 | Q |  | Y | 20 | [8 empty] | False | Civil | 164
2263 | SBJ-Z3B-Z3052-6-CIVIL 164 | CIVIL 164 | CIVIL 164 | Civil | CIVIL | OTHERS |  | Z3052-6 | SBJ-Z3B-Z3052-6 |  |  | Z3052 | [5 empty] | 2019-01-01 | 2019 | Q |  | Y | 20 | [8 empty] | False | Civil | 165
2264 | SBJ-Z3B-Z3052-5-CIVIL 165 | CIVIL 165 | CIVIL 165 | Civil | CIVIL | OTHERS |  | Z3052-5 | SBJ-Z3B-Z3052-5 |  |  | Z3052 | [5 empty] | 2019-01-01 | 2019 | Q |  | Y | 20 | [8 empty] | False | Civil | 166
2265 | SBJ-Z3B-Z3052-4-CIVIL 166 | CIVIL 166 | CIVIL 166 | Civil | CIVIL | OTHERS |  | Z3052-4 | SBJ-Z3B-Z3052-4 |  |  | Z3052 | [5 empty] | 2019-01-01 | 2019 | Q |  | Y | 20 | [8 empty] | False | Civil | 167
2266 | SBJ-Z3B-Z3052-3-CIVIL 167 | CIVIL 167 | CIVIL 167 | Civil | CIVIL | OTHERS |  | Z3052-3 | SBJ-Z3B-Z3052-3 |  |  | Z3052 | [5 empty] | 2019-01-01 | 2019 | Q |  | Y | 20 | [8 empty] | False | Civil | 168
2267 | SBJ-Z3B-Z3052-2-CIVIL 168 | CIVIL 168 | CIVIL 168 | Civil | CIVIL | OTHERS |  | Z3052-2 | SBJ-Z3B-Z3052-2 |  |  | Z3052 | [5 empty] | 2019-01-01 | 2019 | Q |  | Y | 20 | [8 empty] | False | Civil | 169
2268 | SBJ-Z3B-Z3052-1-CIVIL 169 | CIVIL 169 | CIVIL 169 | Civil | CIVIL | OTHERS |  | Z3052-1 | SBJ-Z3B-Z3052-1 |  |  | Z3052 | [5 empty] | 2019-01-01 | 2019 | Q |  | Y | 20 | [8 empty] | False | Civil | 170
2269 | SBJ-Z3A-Z3051-6-CIVIL 170 | CIVIL 170 | CIVIL 170 | Civil | CIVIL | OTHERS |  | Z3051-6 | SBJ-Z3A-Z3051-6 |  |  | Z3051 | [5 empty] | 2019-01-01 | 2019 | Q |  | Y | 20 | [8 empty] | False | Civil | 171
2270 | SBJ-Z3A-Z3051-5-CIVIL 171 | CIVIL 171 | CIVIL 171 | Civil | CIVIL | OTHERS |  | Z3051-5 | SBJ-Z3A-Z3051-5 |  |  | Z3051 | [5 empty] | 2019-01-01 | 2019 | Q |  | Y | 20 | [8 empty] | False | Civil | 172
2271 | SBJ-Z3A-Z3051-4-CIVIL 172 | CIVIL 172 | CIVIL 172 | Civil | CIVIL | OTHERS |  | Z3051-4 | SBJ-Z3A-Z3051-4 |  |  | Z3051 | [5 empty] | 2019-01-01 | 2019 | Q |  | Y | 20 | [8 empty] | False | Civil | 173
2272 | SBJ-Z3A-Z3051-3-CIVIL 173 | CIVIL 173 | CIVIL 173 | Civil | CIVIL | OTHERS |  | Z3051-3 | SBJ-Z3A-Z3051-3 |  |  | Z3051 | [5 empty] | 2019-01-01 | 2019 | Q |  | Y | 20 | [8 empty] | False | Civil | 174
2273 | SBJ-Z3A-Z3051-2-CIVIL 174 | CIVIL 174 | CIVIL 174 | Civil | CIVIL | OTHERS |  | Z3051-2 | SBJ-Z3A-Z3051-2 |  |  | Z3051 | [5 empty] | 2019-01-01 | 2019 | Q |  | Y | 20 | [8 empty] | False | Civil | 175
2274 | SBJ-Z3A-Z3051-1-CIVIL 175 | CIVIL 175 | CIVIL 175 | Civil | CIVIL | OTHERS |  | Z3051-1 | SBJ-Z3A-Z3051-1 |  |  | Z3051 | [5 empty] | 2019-01-01 | 2019 | Q |  | Y | 20 | [8 empty] | False | Civil | 176
2275 | SBJ-Z3A-Z3050-6-CIVIL 176 | CIVIL 176 | CIVIL 176 | Civil | CIVIL | OTHERS |  | Z3050-6 | SBJ-Z3A-Z3050-6 |  |  | Z3050 | [5 empty] | 2019-01-01 | 2019 | Q |  | Y | 20 | [8 empty] | False | Civil | 177
2276 | SBJ-Z3A-Z3050-5-CIVIL 177 | CIVIL 177 | CIVIL 177 | Civil | CIVIL | OTHERS |  | Z3050-5 | SBJ-Z3A-Z3050-5 |  |  | Z3050 | [5 empty] | 2019-01-01 | 2019 | Q |  | Y | 20 | [8 empty] | False | Civil | 178
2277 | SBJ-Z3A-Z3050-4-CIVIL 178 | CIVIL 178 | CIVIL 178 | Civil | CIVIL | OTHERS |  | Z3050-4 | SBJ-Z3A-Z3050-4 |  |  | Z3050 | [5 empty] | 2019-01-01 | 2019 | Q |  | Y | 20 | [8 empty] | False | Civil | 179
2278 | SBJ-Z3A-Z3050-3-CIVIL 179 | CIVIL 179 | CIVIL 179 | Civil | CIVIL | OTHERS |  | Z3050-3 | SBJ-Z3A-Z3050-3 |  |  | Z3050 | [5 empty] | 2019-01-01 | 2019 | Q |  | Y | 20 | [8 empty] | False | Civil | 180
2279 | SBJ-Z3A-Z3050-2-CIVIL 180 | CIVIL 180 | CIVIL 180 | Civil | CIVIL | OTHERS |  | Z3050-2 | SBJ-Z3A-Z3050-2 |  |  | Z3050 | [5 empty] | 2019-01-01 | 2019 | Q |  | Y | 20 | [8 empty] | False | Civil | 181
2280 | SBJ-Z3A-Z3050-1-CIVIL 181 | CIVIL 181 | CIVIL 181 | Civil | CIVIL | OTHERS |  | Z3050-1 | SBJ-Z3A-Z3050-1 |  |  | Z3050 | [5 empty] | 2019-01-01 | 2019 | Q |  | Y | 20 | [8 empty] | False | Civil | 182
2281 | SBJ-Z3A-Z3049-6-CIVIL 182 | CIVIL 182 | CIVIL 182 | Civil | CIVIL | OTHERS |  | Z3049-6 | SBJ-Z3A-Z3049-6 |  |  | Z3049 | [5 empty] | 2019-01-01 | 2019 | Q |  | Y | 20 | [8 empty] | False | Civil | 183
2282 | SBJ-Z3A-Z3049-5-CIVIL 183 | CIVIL 183 | CIVIL 183 | Civil | CIVIL | OTHERS |  | Z3049-5 | SBJ-Z3A-Z3049-5 |  |  | Z3049 | [5 empty] | 2019-01-01 | 2019 | Q |  | Y | 20 | [8 empty] | False | Civil | 184
2283 | SBJ-Z3A-Z3049-4-CIVIL 184 | CIVIL 184 | CIVIL 184 | Civil | CIVIL | OTHERS |  | Z3049-4 | SBJ-Z3A-Z3049-4 |  |  | Z3049 | [5 empty] | 2019-01-01 | 2019 | Q |  | Y | 20 | [8 empty] | False | Civil | 185
2284 | SBJ-Z3A-Z3049-3-CIVIL 185 | CIVIL 185 | CIVIL 185 | Civil | CIVIL | OTHERS |  | Z3049-3 | SBJ-Z3A-Z3049-3 |  |  | Z3049 | [5 empty] | 2019-01-01 | 2019 | Q |  | Y | 20 | [8 empty] | False | Civil | 186
2285 | SBJ-Z3A-Z3049-2-CIVIL 186 | CIVIL 186 | CIVIL 186 | Civil | CIVIL | OTHERS |  | Z3049-2 | SBJ-Z3A-Z3049-2 |  |  | Z3049 | [5 empty] | 2019-01-01 | 2019 | Q |  | Y | 20 | [8 empty] | False | Civil | 187
2286 | SBJ-Z3A-Z3049-1-CIVIL 187 | CIVIL 187 | CIVIL 187 | Civil | CIVIL | OTHERS |  | Z3049-1 | SBJ-Z3A-Z3049-1 |  |  | Z3049 | [5 empty] | 2019-01-01 | 2019 | Q |  | Y | 20 | [8 empty] | False | Civil | 188
2287 | SBJ-Z3A-Z3048-6-CIVIL 188 | CIVIL 188 | CIVIL 188 | Civil | CIVIL | OTHERS |  | Z3048-6 | SBJ-Z3A-Z3048-6 |  |  | Z3048 | [5 empty] | 2019-01-01 | 2019 | Q |  | Y | 20 | [8 empty] | False | Civil | 189
2288 | SBJ-Z3A-Z3048-5-CIVIL 189 | CIVIL 189 | CIVIL 189 | Civil | CIVIL | OTHERS |  | Z3048-5 | SBJ-Z3A-Z3048-5 |  |  | Z3048 | [5 empty] | 2019-01-01 | 2019 | Q |  | Y | 20 | [8 empty] | False | Civil | 190
2289 | SBJ-Z3A-Z3048-4-CIVIL 190 | CIVIL 190 | CIVIL 190 | Civil | CIVIL | OTHERS |  | Z3048-4 | SBJ-Z3A-Z3048-4 |  |  | Z3048 | [5 empty] | 2019-01-01 | 2019 | Q |  | Y | 20 | [8 empty] | False | Civil | 191
2290 | SBJ-Z3A-Z3048-3-CIVIL 191 | CIVIL 191 | CIVIL 191 | Civil | CIVIL | OTHERS |  | Z3048-3 | SBJ-Z3A-Z3048-3 |  |  | Z3048 | [5 empty] | 2019-01-01 | 2019 | Q |  | Y | 20 | [8 empty] | False | Civil | 192
2291 | SBJ-Z3A-Z3048-2-CIVIL 192 | CIVIL 192 | CIVIL 192 | Civil | CIVIL | OTHERS |  | Z3048-2 | SBJ-Z3A-Z3048-2 |  |  | Z3048 | [5 empty] | 2019-01-01 | 2019 | Q |  | Y | 20 | [8 empty] | False | Civil | 193
2292 | SBJ-Z3A-Z3048-1-CIVIL 193 | CIVIL 193 | CIVIL 193 | Civil | CIVIL | OTHERS |  | Z3048-1 | SBJ-Z3A-Z3048-1 |  |  | Z3048 | [5 empty] | 2019-01-01 | 2019 | Q |  | Y | 20 | [8 empty] | False | Civil | 194
2293 | SBJ-Z3A-Z3047-6-CIVIL 194 | CIVIL 194 | CIVIL 194 | Civil | CIVIL | OTHERS |  | Z3047-6 | SBJ-Z3A-Z3047-6 |  |  | Z3047 | [5 empty] | 2019-01-01 | 2019 | Q |  | Y | 20 | [8 empty] | False | Civil | 195
2294 | SBJ-Z3A-Z3047-5-CIVIL 195 | CIVIL 195 | CIVIL 195 | Civil | CIVIL | OTHERS |  | Z3047-5 | SBJ-Z3A-Z3047-5 |  |  | Z3047 | [5 empty] | 2019-01-01 | 2019 | Q |  | Y | 20 | [8 empty] | False | Civil | 196
2295 | SBJ-Z3A-Z3047-4-CIVIL 196 | CIVIL 196 | CIVIL 196 | Civil | CIVIL | OTHERS |  | Z3047-4 | SBJ-Z3A-Z3047-4 |  |  | Z3047 | [5 empty] | 2019-01-01 | 2019 | Q |  | Y | 20 | [8 empty] | False | Civil | 197
2296 | SBJ-Z3A-Z3047-3-CIVIL 197 | CIVIL 197 | CIVIL 197 | Civil | CIVIL | OTHERS |  | Z3047-3 | SBJ-Z3A-Z3047-3 |  |  | Z3047 | [5 empty] | 2019-01-01 | 2019 | Q |  | Y | 20 | [8 empty] | False | Civil | 198
2297 | SBJ-Z3A-Z3047-2-CIVIL 198 | CIVIL 198 | CIVIL 198 | Civil | CIVIL | OTHERS |  | Z3047-2 | SBJ-Z3A-Z3047-2 |  |  | Z3047 | [5 empty] | 2019-01-01 | 2019 | Q |  | Y | 20 | [8 empty] | False | Civil | 199
2298 | SBJ-Z3A-Z3047-1-CIVIL 199 | CIVIL 199 | CIVIL 199 | Civil | CIVIL | OTHERS |  | Z3047-1 | SBJ-Z3A-Z3047-1 |  |  | Z3047 | [5 empty] | 2019-01-01 | 2019 | Q |  | Y | 20 | [8 empty] | False | Civil | 200
2299 | SBJ-Z3A-Z3046-6-CIVIL 200 | CIVIL 200 | CIVIL 200 | Civil | CIVIL | OTHERS |  | Z3046-6 | SBJ-Z3A-Z3046-6 |  |  | Z3046 | [5 empty] | 2019-01-01 | 2019 | Q |  | Y | 20 | [8 empty] | False | Civil | 201
2300 | SBJ-Z3A-Z3046-5-CIVIL 201 | CIVIL 201 | CIVIL 201 | Civil | CIVIL | OTHERS |  | Z3046-5 | SBJ-Z3A-Z3046-5 |  |  | Z3046 | [5 empty] | 2019-01-01 | 2019 | Q |  | Y | 20 | [8 empty] | False | Civil | 202
2301 | SBJ-Z3A-Z3046-4-CIVIL 202 | CIVIL 202 | CIVIL 202 | Civil | CIVIL | OTHERS |  | Z3046-4 | SBJ-Z3A-Z3046-4 |  |  | Z3046 | [5 empty] | 2019-01-01 | 2019 | Q |  | Y | 20 | [8 empty] | False | Civil | 203
2302 | SBJ-Z3A-Z3046-3-CIVIL 203 | CIVIL 203 | CIVIL 203 | Civil | CIVIL | OTHERS |  | Z3046-3 | SBJ-Z3A-Z3046-3 |  |  | Z3046 | [5 empty] | 2019-01-01 | 2019 | Q |  | Y | 20 | [8 empty] | False | Civil | 204
2303 | SBJ-Z3A-Z3046-2-CIVIL 204 | CIVIL 204 | CIVIL 204 | Civil | CIVIL | OTHERS |  | Z3046-2 | SBJ-Z3A-Z3046-2 |  |  | Z3046 | [5 empty] | 2019-01-01 | 2019 | Q |  | Y | 20 | [8 empty] | False | Civil | 205
2304 | SBJ-Z3A-Z3046-1-CIVIL 205 | CIVIL 205 | CIVIL 205 | Civil | CIVIL | OTHERS |  | Z3046-1 | SBJ-Z3A-Z3046-1 |  |  | Z3046 | [5 empty] | 2019-01-01 | 2019 | Q |  | Y | 20 | [8 empty] | False | Civil | 206
2305 | SBJ-Z3A-Z3045-6-CIVIL 206 | CIVIL 206 | CIVIL 206 | Civil | CIVIL | OTHERS |  | Z3045-6 | SBJ-Z3A-Z3045-6 |  |  | Z3045 | [5 empty] | 2019-01-01 | 2019 | Q |  | Y | 20 | [8 empty] | False | Civil | 207
2306 | SBJ-Z3A-Z3045-5-CIVIL 207 | CIVIL 207 | CIVIL 207 | Civil | CIVIL | OTHERS |  | Z3045-5 | SBJ-Z3A-Z3045-5 |  |  | Z3045 | [5 empty] | 2019-01-01 | 2019 | Q |  | Y | 20 | [8 empty] | False | Civil | 208
2307 | SBJ-Z3A-Z3045-4-CIVIL 208 | CIVIL 208 | CIVIL 208 | Civil | CIVIL | OTHERS |  | Z3045-4 | SBJ-Z3A-Z3045-4 |  |  | Z3045 | [5 empty] | 2019-01-01 | 2019 | Q |  | Y | 20 | [8 empty] | False | Civil | 209
2308 | SBJ-Z3A-Z3045-3-CIVIL 209 | CIVIL 209 | CIVIL 209 | Civil | CIVIL | OTHERS |  | Z3045-3 | SBJ-Z3A-Z3045-3 |  |  | Z3045 | [5 empty] | 2019-01-01 | 2019 | Q |  | Y | 20 | [8 empty] | False | Civil | 210
2309 | SBJ-Z3A-Z3045-2-CIVIL 210 | CIVIL 210 | CIVIL 210 | Civil | CIVIL | OTHERS |  | Z3045-2 | SBJ-Z3A-Z3045-2 |  |  | Z3045 | [5 empty] | 2019-01-01 | 2019 | Q |  | Y | 20 | [8 empty] | False | Civil | 211
2310 | SBJ-Z3A-Z3045-1-CIVIL 211 | CIVIL 211 | CIVIL 211 | Civil | CIVIL | OTHERS |  | Z3045-1 | SBJ-Z3A-Z3045-1 |  |  | Z3045 | [5 empty] | 2019-01-01 | 2019 | Q |  | Y | 20 | [8 empty] | False | Civil | 212
2311 | SBJ-Z3A-Z3044-6-CIVIL 212 | CIVIL 212 | CIVIL 212 | Civil | CIVIL | OTHERS |  | Z3044-6 | SBJ-Z3A-Z3044-6 |  |  | Z3044 | [5 empty] | 2019-01-01 | 2019 | Q |  | Y | 20 | [8 empty] | False | Civil | 213
2312 | SBJ-Z3A-Z3044-5-CIVIL 213 | CIVIL 213 | CIVIL 213 | Civil | CIVIL | OTHERS |  | Z3044-5 | SBJ-Z3A-Z3044-5 |  |  | Z3044 | [5 empty] | 2019-01-01 | 2019 | Q |  | Y | 20 | [8 empty] | False | Civil | 214
2313 | SBJ-Z3A-Z3044-4-CIVIL 214 | CIVIL 214 | CIVIL 214 | Civil | CIVIL | OTHERS |  | Z3044-4 | SBJ-Z3A-Z3044-4 |  |  | Z3044 | [5 empty] | 2019-01-01 | 2019 | Q |  | Y | 20 | [8 empty] | False | Civil | 215
2314 | SBJ-Z3A-Z3044-3-CIVIL 215 | CIVIL 215 | CIVIL 215 | Civil | CIVIL | OTHERS |  | Z3044-3 | SBJ-Z3A-Z3044-3 |  |  | Z3044 | [5 empty] | 2019-01-01 | 2019 | Q |  | Y | 20 | [8 empty] | False | Civil | 216
2315 | SBJ-Z3A-Z3044-2-CIVIL 216 | CIVIL 216 | CIVIL 216 | Civil | CIVIL | OTHERS |  | Z3044-2 | SBJ-Z3A-Z3044-2 |  |  | Z3044 | [5 empty] | 2019-01-01 | 2019 | Q |  | Y | 20 | [8 empty] | False | Civil | 217
2316 | SBJ-Z3A-Z3044-1-CIVIL 217 | CIVIL 217 | CIVIL 217 | Civil | CIVIL | OTHERS |  | Z3044-1 | SBJ-Z3A-Z3044-1 |  |  | Z3044 | [5 empty] | 2019-01-01 | 2019 | Q |  | Y | 20 | [8 empty] | False | Civil | 218
2317 | SBJ-Z3A-Z3043-CIVIL 218 | CIVIL 218 | CIVIL 218 | Civil | CIVIL | OTHERS |  | Z3043 | SBJ-Z3A-Z3043 |  |  | Z3043 | [5 empty] | 2019-01-01 | 2019 | Q |  | Y | 20 | [8 empty] | False | Civil | 219
2318 | SBJ-Z3A-Z3042-CIVIL 219 | CIVIL 219 | CIVIL 219 | Civil | CIVIL | OTHERS |  | Z3042 | SBJ-Z3A-Z3042 |  |  | Z3042 | [5 empty] | 2019-01-01 | 2019 | Q |  | Y | 20 | [8 empty] | False | Civil | 220
2319 | SBJ-Z3A-Z3041-CIVIL 220 | CIVIL 220 | CIVIL 220 | Civil | CIVIL | OTHERS |  | Z3041 | SBJ-Z3A-Z3041 |  |  | Z3041 | [5 empty] | 2019-01-01 | 2019 | Q |  | Y | 20 | [8 empty] | False | Civil | 221
2320 | SBJ-Z3A-Z3040-CIVIL 221 | CIVIL 221 | CIVIL 221 | Civil | CIVIL | OTHERS |  | Z3040 | SBJ-Z3A-Z3040 |  |  | Z3040 | [5 empty] | 2019-01-01 | 2019 | Q |  | Y | 20 | [8 empty] | False | Civil | 222
2321 | SBJ-Z3A-Z3039-CIVIL 222 | CIVIL 222 | CIVIL 222 | Civil | CIVIL | OTHERS |  | Z3039 | SBJ-Z3A-Z3039 |  |  | Z3039 | [5 empty] | 2019-01-01 | 2019 | Q |  | Y | 20 | [8 empty] | False | Civil | 223
2322 | SBJ-Z3A-Z3038-CIVIL 223 | CIVIL 223 | CIVIL 223 | Civil | CIVIL | OTHERS |  | Z3038 | SBJ-Z3A-Z3038 |  |  | Z3038 | [5 empty] | 2019-01-01 | 2019 | Q |  | Y | 20 | [8 empty] | False | Civil | 224
2323 | SBJ-Z3A-Z3037-CIVIL 224 | CIVIL 224 | CIVIL 224 | Civil | CIVIL | OTHERS |  | Z3037 | SBJ-Z3A-Z3037 |  |  | Z3037 | [5 empty] | 2019-01-01 | 2019 | Q |  | Y | 20 | [8 empty] | False | Civil | 225
2324 | SBJ-Z3A-Z3036-CIVIL 225 | CIVIL 225 | CIVIL 225 | Civil | CIVIL | OTHERS |  | Z3036 | SBJ-Z3A-Z3036 |  |  | Z3036 | [5 empty] | 2019-01-01 | 2019 | Q |  | Y | 20 | [8 empty] | False | Civil | 226
2325 | SBJ-Z3A-Z3035-CIVIL 226 | CIVIL 226 | CIVIL 226 | Civil | CIVIL | OTHERS |  | Z3035 | SBJ-Z3A-Z3035 |  |  | Z3035 | [5 empty] | 2019-01-01 | 2019 | Q |  | Y | 20 | [8 empty] | False | Civil | 227
2326 | SBJ-Z3A-Z3034-CIVIL 227 | CIVIL 227 | CIVIL 227 | Civil | CIVIL | OTHERS |  | Z3034 | SBJ-Z3A-Z3034 |  |  | Z3034 | [5 empty] | 2019-01-01 | 2019 | Q |  | Y | 20 | [8 empty] | False | Civil | 228
2327 | SBJ-Z3A-Z3033-CIVIL 228 | CIVIL 228 | CIVIL 228 | Civil | CIVIL | OTHERS |  | Z3033 | SBJ-Z3A-Z3033 |  |  | Z3033 | [5 empty] | 2019-01-01 | 2019 | Q |  | Y | 20 | [8 empty] | False | Civil | 229
2328 | SBJ-Z3A-Z3032-CIVIL 229 | CIVIL 229 | CIVIL 229 | Civil | CIVIL | OTHERS |  | Z3032 | SBJ-Z3A-Z3032 |  |  | Z3032 | [5 empty] | 2019-01-01 | 2019 | Q |  | Y | 20 | [8 empty] | False | Civil | 230
2329 | SBJ-Z3A-Z3031-CIVIL 230 | CIVIL 230 | CIVIL 230 | Civil | CIVIL | OTHERS |  | Z3031 | SBJ-Z3A-Z3031 |  |  | Z3031 | [5 empty] | 2019-01-01 | 2019 | Q |  | Y | 20 | [8 empty] | False | Civil | 231
2330 | SBJ-Z3A-Z3030-CIVIL 231 | CIVIL 231 | CIVIL 231 | Civil | CIVIL | OTHERS |  | Z3030 | SBJ-Z3A-Z3030 |  |  | Z3030 | [5 empty] | 2019-01-01 | 2019 | Q |  | Y | 20 | [8 empty] | False | Civil | 232
2331 | SBJ-Z3A-Z3029-CIVIL 232 | CIVIL 232 | CIVIL 232 | Civil | CIVIL | OTHERS |  | Z3029 | SBJ-Z3A-Z3029 |  |  | Z3029 | [5 empty] | 2019-01-01 | 2019 | Q |  | Y | 20 | [8 empty] | False | Civil | 233
2332 | SBJ-Z3A-Z3028-CIVIL 233 | CIVIL 233 | CIVIL 233 | Civil | CIVIL | OTHERS |  | Z3028 | SBJ-Z3A-Z3028 |  |  | Z3028 | [5 empty] | 2019-01-01 | 2019 | Q |  | Y | 20 | [8 empty] | False | Civil | 234
2333 | SBJ-Z3A-Z3027-CIVIL 234 | CIVIL 234 | CIVIL 234 | Civil | CIVIL | OTHERS |  | Z3027 | SBJ-Z3A-Z3027 |  |  | Z3027 | [5 empty] | 2019-01-01 | 2019 | Q |  | Y | 20 | [8 empty] | False | Civil | 235
2334 | SBJ-Z3A-Z3026-CIVIL 235 | CIVIL 235 | CIVIL 235 | Civil | CIVIL | OTHERS |  | Z3026 | SBJ-Z3A-Z3026 |  |  | Z3026 | [5 empty] | 2019-01-01 | 2019 | Q |  | Y | 20 | [8 empty] | False | Civil | 236
2335 | SBJ-Z3A-Z3025-CIVIL 236 | CIVIL 236 | CIVIL 236 | Civil | CIVIL | OTHERS |  | Z3025 | SBJ-Z3A-Z3025 |  |  | Z3025 | [5 empty] | 2019-01-01 | 2019 | Q |  | Y | 20 | [8 empty] | False | Civil | 237
2336 | SBJ-Z3A-Z3024-CIVIL 237 | CIVIL 237 | CIVIL 237 | Civil | CIVIL | OTHERS |  | Z3024 | SBJ-Z3A-Z3024 |  |  | Z3024 | [5 empty] | 2019-01-01 | 2019 | Q |  | Y | 20 | [8 empty] | False | Civil | 238
2337 | SBJ-Z3A-Z3023-CIVIL 238 | CIVIL 238 | CIVIL 238 | Civil | CIVIL | OTHERS |  | Z3023 | SBJ-Z3A-Z3023 |  |  | Z3023 | [5 empty] | 2019-01-01 | 2019 | Q |  | Y | 20 | [8 empty] | False | Civil | 239
2338 | SBJ-Z3B-Z3022-CIVIL 239 | CIVIL 239 | CIVIL 239 | Civil | CIVIL | OTHERS |  | Z3022 | SBJ-Z3B-Z3022 |  |  | Z3022 | [5 empty] | 2019-01-01 | 2019 | Q |  | Y | 20 | [8 empty] | False | Civil | 240
2339 | SBJ-Z3B-Z3021-CIVIL 240 | CIVIL 240 | CIVIL 240 | Civil | CIVIL | OTHERS |  | Z3021 | SBJ-Z3B-Z3021 |  |  | Z3021 | [5 empty] | 2019-01-01 | 2019 | Q |  | Y | 20 | [8 empty] | False | Civil | 241
2340 | SBJ-Z3B-Z3020-CIVIL 241 | CIVIL 241 | CIVIL 241 | Civil | CIVIL | OTHERS |  | Z3020 | SBJ-Z3B-Z3020 |  |  | Z3020 | [5 empty] | 2019-01-01 | 2019 | Q |  | Y | 20 | [8 empty] | False | Civil | 242
2341 | SBJ-Z3B-Z3019-CIVIL 242 | CIVIL 242 | CIVIL 242 | Civil | CIVIL | OTHERS |  | Z3019 | SBJ-Z3B-Z3019 |  |  | Z3019 | [5 empty] | 2019-01-01 | 2019 | Q |  | Y | 20 | [8 empty] | False | Civil | 243
2342 | SBJ-Z3B-Z3018-CIVIL 243 | CIVIL 243 | CIVIL 243 | Civil | CIVIL | OTHERS |  | Z3018 | SBJ-Z3B-Z3018 |  |  | Z3018 | [5 empty] | 2019-01-01 | 2019 | Q |  | Y | 20 | [8 empty] | False | Civil | 244
2343 | SBJ-Z3B-Z3017-CIVIL 244 | CIVIL 244 | CIVIL 244 | Civil | CIVIL | OTHERS |  | Z3017 | SBJ-Z3B-Z3017 |  |  | Z3017 | [5 empty] | 2019-01-01 | 2019 | Q |  | Y | 20 | [8 empty] | False | Civil | 245
2344 | SBJ-Z3B-Z3016-CIVIL 245 | CIVIL 245 | CIVIL 245 | Civil | CIVIL | OTHERS |  | Z3016 | SBJ-Z3B-Z3016 |  |  | Z3016 | [5 empty] | 2019-01-01 | 2019 | Q |  | Y | 20 | [8 empty] | False | Civil | 246
2345 | SBJ-Z3B-Z3015-CIVIL 246 | CIVIL 246 | CIVIL 246 | Civil | CIVIL | OTHERS |  | Z3015 | SBJ-Z3B-Z3015 |  |  | Z3015 | [5 empty] | 2019-01-01 | 2019 | Q |  | Y | 20 | [8 empty] | False | Civil | 247
2346 | SBJ-Z3B-Z3014-CIVIL 247 | CIVIL 247 | CIVIL 247 | Civil | CIVIL | OTHERS |  | Z3014 | SBJ-Z3B-Z3014 |  |  | Z3014 | [5 empty] | 2019-01-01 | 2019 | Q |  | Y | 20 | [8 empty] | False | Civil | 248
2347 | SBJ-Z3B-Z3013-CIVIL 248 | CIVIL 248 | CIVIL 248 | Civil | CIVIL | OTHERS |  | Z3013 | SBJ-Z3B-Z3013 |  |  | Z3013 | [5 empty] | 2019-01-01 | 2019 | Q |  | Y | 20 | [8 empty] | False | Civil | 249
2348 | SBJ-Z3B-Z3012-CIVIL 249 | CIVIL 249 | CIVIL 249 | Civil | CIVIL | OTHERS |  | Z3012 | SBJ-Z3B-Z3012 |  |  | Z3012 | [5 empty] | 2019-01-01 | 2019 | Q |  | Y | 20 | [8 empty] | False | Civil | 250
2349 | SBJ-Z3B-Z3011-CIVIL 250 | CIVIL 250 | CIVIL 250 | Civil | CIVIL | OTHERS |  | Z3011 | SBJ-Z3B-Z3011 |  |  | Z3011 | [5 empty] | 2019-01-01 | 2019 | Q |  | Y | 20 | [8 empty] | False | Civil | 251
2350 | SBJ-Z3B-Z3010-CIVIL 251 | CIVIL 251 | CIVIL 251 | Civil | CIVIL | OTHERS |  | Z3010 | SBJ-Z3B-Z3010 |  |  | Z3010 | [5 empty] | 2019-01-01 | 2019 | Q |  | Y | 20 | [8 empty] | False | Civil | 252
2351 | SBJ-Z3B-Z3009-CIVIL 252 | CIVIL 252 | CIVIL 252 | Civil | CIVIL | OTHERS |  | Z3009 | SBJ-Z3B-Z3009 |  |  | Z3009 | [5 empty] | 2019-01-01 | 2019 | Q |  | Y | 20 | [8 empty] | False | Civil | 253
2352 | SBJ-Z3B-Z3008-CIVIL 253 | CIVIL 253 | CIVIL 253 | Civil | CIVIL | OTHERS |  | Z3008 | SBJ-Z3B-Z3008 |  |  | Z3008 | [5 empty] | 2019-01-01 | 2019 | Q |  | Y | 20 | [8 empty] | False | Civil | 254
2353 | SBJ-Z3B-Z3007-CIVIL 254 | CIVIL 254 | CIVIL 254 | Civil | CIVIL | OTHERS |  | Z3007 | SBJ-Z3B-Z3007 |  |  | Z3007 | [5 empty] | 2019-01-01 | 2019 | Q |  | Y | 20 | [8 empty] | False | Civil | 255
2354 | SBJ-Z3B-Z3006-CIVIL 255 | CIVIL 255 | CIVIL 255 | Civil | CIVIL | OTHERS |  | Z3006 | SBJ-Z3B-Z3006 |  |  | Z3006 | [5 empty] | 2019-01-01 | 2019 | Q |  | Y | 20 | [8 empty] | False | Civil | 256
2355 | SBJ-Z3B-Z3005-CIVIL 256 | CIVIL 256 | CIVIL 256 | Civil | CIVIL | OTHERS |  | Z3005 | SBJ-Z3B-Z3005 |  |  | Z3005 | [5 empty] | 2019-01-01 | 2019 | Q |  | Y | 20 | [8 empty] | False | Civil | 257
2356 | SBJ-Z3B-Z3004-CIVIL 257 | CIVIL 257 | CIVIL 257 | Civil | CIVIL | OTHERS |  | Z3004 | SBJ-Z3B-Z3004 |  |  | Z3004 | [5 empty] | 2019-01-01 | 2019 | Q |  | Y | 20 | [8 empty] | False | Civil | 258
2357 | SBJ-Z3B-Z3003-CIVIL 258 | CIVIL 258 | CIVIL 258 | Civil | CIVIL | OTHERS |  | Z3003 | SBJ-Z3B-Z3003 |  |  | Z3003 | [5 empty] | 2019-01-01 | 2019 | Q |  | Y | 20 | [8 empty] | False | Civil | 259
2358 | SBJ-Z3B-Z3002-CIVIL 259 | CIVIL 259 | CIVIL 259 | Civil | CIVIL | OTHERS |  | Z3002 | SBJ-Z3B-Z3002 |  |  | Z3002 | [5 empty] | 2019-01-01 | 2019 | Q |  | Y | 20 | [8 empty] | False | Civil | 260
2359 | SBJ-Z3B-Z3001-CIVIL 260 | CIVIL 260 | CIVIL 260 | Civil | CIVIL | OTHERS |  | Z3001 | SBJ-Z3B-Z3001 |  |  | Z3001 | [5 empty] | 2019-01-01 | 2019 | Q |  | Y | 20 | [8 empty] | False | Civil | 261
2360 | SBJ-Z8-Z8022-PAINT 1 | PAINT 1 | PAINT 1 | Painting | PAINTING | OTHERS |  | Z8022 | SBJ-Z8-Z8022 |  |  | Z8022 | [6 empty] | 2019 | Q |  | Y | 10 | [8 empty] | False | Painting | 2
2361 | SBJ-Z8-Z8021-PAINT 2 | PAINT 2 | PAINT 2 | Painting | PAINTING | OTHERS |  | Z8021 | SBJ-Z8-Z8021 |  |  | Z8021 | [6 empty] | 2019 | Q |  | Y | 10 | [8 empty] | False | Painting | 3
2362 | SBJ-Z8-Z8020-PAINT 3 | PAINT 3 | PAINT 3 | Painting | PAINTING | OTHERS |  | Z8020 | SBJ-Z8-Z8020 |  |  | Z8020 | [6 empty] | 2019 | Q |  | Y | 10 | [8 empty] | False | Painting | 4
2363 | SBJ-Z8-Z8019-PAINT 4 | PAINT 4 | PAINT 4 | Painting | PAINTING | OTHERS |  | Z8019 | SBJ-Z8-Z8019 |  |  | Z8019 | [6 empty] | 2019 | Q |  | Y | 10 | [8 empty] | False | Painting | 5
2364 | SBJ-Z8-Z8018-PAINT 5 | PAINT 5 | PAINT 5 | Painting | PAINTING | OTHERS |  | Z8018 | SBJ-Z8-Z8018 |  |  | Z8018 | [6 empty] | 2019 | Q |  | Y | 10 | [8 empty] | False | Painting | 6
2365 | SBJ-Z8-Z8017-PAINT 6 | PAINT 6 | PAINT 6 | Painting | PAINTING | OTHERS |  | Z8017 | SBJ-Z8-Z8017 |  |  | Z8017 | [6 empty] | 2019 | Q |  | Y | 10 | [8 empty] | False | Painting | 7
2366 | SBJ-Z8-Z8016-PAINT 7 | PAINT 7 | PAINT 7 | Painting | PAINTING | OTHERS |  | Z8016 | SBJ-Z8-Z8016 |  |  | Z8016 | [6 empty] | 2019 | Q |  | Y | 10 | [8 empty] | False | Painting | 8
2367 | SBJ-Z8-Z8015-PAINT 8 | PAINT 8 | PAINT 8 | Painting | PAINTING | OTHERS |  | Z8015 | SBJ-Z8-Z8015 |  |  | Z8015 | [6 empty] | 2019 | Q |  | Y | 10 | [8 empty] | False | Painting | 9
2368 | SBJ-Z8-Z8014-PAINT 9 | PAINT 9 | PAINT 9 | Painting | PAINTING | OTHERS |  | Z8014 | SBJ-Z8-Z8014 |  |  | Z8014 | [6 empty] | 2019 | Q |  | Y | 10 | [8 empty] | False | Painting | 10
2369 | SBJ-Z8-Z8013-PAINT 10 | PAINT 10 | PAINT 10 | Painting | PAINTING | OTHERS |  | Z8013 | SBJ-Z8-Z8013 |  |  | Z8013 | [6 empty] | 2019 | Q |  | Y | 10 | [8 empty] | False | Painting | 11
2370 | SBJ-Z8-Z8012-PAINT 11 | PAINT 11 | PAINT 11 | Painting | PAINTING | OTHERS |  | Z8012 | SBJ-Z8-Z8012 |  |  | Z8012 | [6 empty] | 2019 | Q |  | Y | 10 | [8 empty] | False | Painting | 12
2371 | SBJ-Z8-Z8011-PAINT 12 | PAINT 12 | PAINT 12 | Painting | PAINTING | OTHERS |  | Z8011 | SBJ-Z8-Z8011 |  |  | Z8011 | [6 empty] | 2019 | Q |  | Y | 10 | [8 empty] | False | Painting | 13
2372 | SBJ-Z8-Z8010-PAINT 13 | PAINT 13 | PAINT 13 | Painting | PAINTING | OTHERS |  | Z8010 | SBJ-Z8-Z8010 |  |  | Z8010 | [6 empty] | 2019 | Q |  | Y | 10 | [8 empty] | False | Painting | 14
2373 | SBJ-Z8-Z8009-PAINT 14 | PAINT 14 | PAINT 14 | Painting | PAINTING | OTHERS |  | Z8009 | SBJ-Z8-Z8009 |  |  | Z8009 | [6 empty] | 2019 | Q |  | Y | 10 | [8 empty] | False | Painting | 15
2374 | SBJ-Z8-Z8008-PAINT 15 | PAINT 15 | PAINT 15 | Painting | PAINTING | OTHERS |  | Z8008 | SBJ-Z8-Z8008 |  |  | Z8008 | [6 empty] | 2019 | Q |  | Y | 10 | [8 empty] | False | Painting | 16
2375 | SBJ-Z8-Z8007-PAINT 16 | PAINT 16 | PAINT 16 | Painting | PAINTING | OTHERS |  | Z8007 | SBJ-Z8-Z8007 |  |  | Z8007 | [6 empty] | 2019 | Q |  | Y | 10 | [8 empty] | False | Painting | 17
2376 | SBJ-Z8-Z8006-PAINT 17 | PAINT 17 | PAINT 17 | Painting | PAINTING | OTHERS |  | Z8006 | SBJ-Z8-Z8006 |  |  | Z8006 | [6 empty] | 2019 | Q |  | Y | 10 | [8 empty] | False | Painting | 18
2377 | SBJ-Z8-Z8005-PAINT 18 | PAINT 18 | PAINT 18 | Painting | PAINTING | OTHERS |  | Z8005 | SBJ-Z8-Z8005 |  |  | Z8005 | [6 empty] | 2019 | Q |  | Y | 10 | [8 empty] | False | Painting | 19
2378 | SBJ-Z8-Z8004-PAINT 19 | PAINT 19 | PAINT 19 | Painting | PAINTING | OTHERS |  | Z8004 | SBJ-Z8-Z8004 |  |  | Z8004 | [6 empty] | 2019 | Q |  | Y | 10 | [8 empty] | False | Painting | 20
2379 | SBJ-Z8-Z8003-PAINT 20 | PAINT 20 | PAINT 20 | Painting | PAINTING | OTHERS |  | Z8003 | SBJ-Z8-Z8003 |  |  | Z8003 | [6 empty] | 2019 | Q |  | Y | 10 | [8 empty] | False | Painting | 21
2380 | SBJ-Z8-Z8002-PAINT 21 | PAINT 21 | PAINT 21 | Painting | PAINTING | OTHERS |  | Z8002 | SBJ-Z8-Z8002 |  |  | Z8002 | [6 empty] | 2019 | Q |  | Y | 10 | [8 empty] | False | Painting | 22
2381 | SBJ-Z8-Z8001-PAINT 22 | PAINT 22 | PAINT 22 | Painting | PAINTING | OTHERS |  | Z8001 | SBJ-Z8-Z8001 |  |  | Z8001 | [6 empty] | 2019 | Q |  | Y | 10 | [8 empty] | False | Painting | 23
2382 | SBJ-Z5-Z5033-PAINT 23 | PAINT 23 | PAINT 23 | Painting | PAINTING | OTHERS |  | Z5033 | SBJ-Z5-Z5033 |  |  | Z5033 | [6 empty] | 2019 | Q |  | Y | 10 | [8 empty] | False | Painting | 24
2383 | SBJ-Z5-Z5032-PAINT 24 | PAINT 24 | PAINT 24 | Painting | PAINTING | OTHERS |  | Z5032 | SBJ-Z5-Z5032 |  |  | Z5032 | [6 empty] | 2019 | Q |  | Y | 10 | [8 empty] | False | Painting | 25
2384 | SBJ-Z5-Z5031-PAINT 25 | PAINT 25 | PAINT 25 | Painting | PAINTING | OTHERS |  | Z5031 | SBJ-Z5-Z5031 |  |  | Z5031 | [6 empty] | 2019 | Q |  | Y | 10 | [8 empty] | False | Painting | 26
2385 | SBJ-Z5-Z5030-PAINT 26 | PAINT 26 | PAINT 26 | Painting | PAINTING | OTHERS |  | Z5030 | SBJ-Z5-Z5030 |  |  | Z5030 | [6 empty] | 2019 | Q |  | Y | 10 | [8 empty] | False | Painting | 27
2386 | SBJ-Z5-Z5029-PAINT 27 | PAINT 27 | PAINT 27 | Painting | PAINTING | OTHERS |  | Z5029 | SBJ-Z5-Z5029 |  |  | Z5029 | [6 empty] | 2019 | Q |  | Y | 10 | [8 empty] | False | Painting | 28
2387 | SBJ-Z5-Z5028-PAINT 28 | PAINT 28 | PAINT 28 | Painting | PAINTING | OTHERS |  | Z5028 | SBJ-Z5-Z5028 |  |  | Z5028 | [6 empty] | 2019 | Q |  | Y | 10 | [8 empty] | False | Painting | 29
2388 | SBJ-Z5-Z5027-PAINT 29 | PAINT 29 | PAINT 29 | Painting | PAINTING | OTHERS |  | Z5027 | SBJ-Z5-Z5027 |  |  | Z5027 | [6 empty] | 2019 | Q |  | Y | 10 | [8 empty] | False | Painting | 30
2389 | SBJ-Z5-Z5026-PAINT 30 | PAINT 30 | PAINT 30 | Painting | PAINTING | OTHERS |  | Z5026 | SBJ-Z5-Z5026 |  |  | Z5026 | [6 empty] | 2019 | Q |  | Y | 10 | [8 empty] | False | Painting | 31
2390 | SBJ-Z5-Z5025-PAINT 31 | PAINT 31 | PAINT 31 | Painting | PAINTING | OTHERS |  | Z5025 | SBJ-Z5-Z5025 |  |  | Z5025 | [6 empty] | 2019 | Q |  | Y | 10 | [8 empty] | False | Painting | 32
2391 | SBJ-Z5-Z5024-PAINT 32 | PAINT 32 | PAINT 32 | Painting | PAINTING | OTHERS |  | Z5024 | SBJ-Z5-Z5024 |  |  | Z5024 | [6 empty] | 2019 | Q |  | Y | 10 | [8 empty] | False | Painting | 33
2392 | SBJ-Z5-Z5023-PAINT 33 | PAINT 33 | PAINT 33 | Painting | PAINTING | OTHERS |  | Z5023 | SBJ-Z5-Z5023 |  |  | Z5023 | [6 empty] | 2019 | Q |  | Y | 10 | [8 empty] | False | Painting | 34
2393 | SBJ-Z5-Z5022-PAINT 34 | PAINT 34 | PAINT 34 | Painting | PAINTING | OTHERS |  | Z5022 | SBJ-Z5-Z5022 |  |  | Z5022 | [6 empty] | 2019 | Q |  | Y | 10 | [8 empty] | False | Painting | 35
2394 | SBJ-Z5-Z5021-PAINT 35 | PAINT 35 | PAINT 35 | Painting | PAINTING | OTHERS |  | Z5021 | SBJ-Z5-Z5021 |  |  | Z5021 | [6 empty] | 2019 | Q |  | Y | 10 | [8 empty] | False | Painting | 36
2395 | SBJ-Z5-Z5020-PAINT 36 | PAINT 36 | PAINT 36 | Painting | PAINTING | OTHERS |  | Z5020 | SBJ-Z5-Z5020 |  |  | Z5020 | [6 empty] | 2019 | Q |  | Y | 10 | [8 empty] | False | Painting | 37
2396 | SBJ-Z5-Z5019-PAINT 37 | PAINT 37 | PAINT 37 | Painting | PAINTING | OTHERS |  | Z5019 | SBJ-Z5-Z5019 |  |  | Z5019 | [6 empty] | 2019 | Q |  | Y | 10 | [8 empty] | False | Painting | 38
2397 | SBJ-Z5-Z5018-PAINT 38 | PAINT 38 | PAINT 38 | Painting | PAINTING | OTHERS |  | Z5018 | SBJ-Z5-Z5018 |  |  | Z5018 | [6 empty] | 2019 | Q |  | Y | 10 | [8 empty] | False | Painting | 39
2398 | SBJ-Z5-Z5017-PAINT 39 | PAINT 39 | PAINT 39 | Painting | PAINTING | OTHERS |  | Z5017 | SBJ-Z5-Z5017 |  |  | Z5017 | [6 empty] | 2019 | Q |  | Y | 10 | [8 empty] | False | Painting | 40
2399 | SBJ-Z5-Z5016-PAINT 40 | PAINT 40 | PAINT 40 | Painting | PAINTING | OTHERS |  | Z5016 | SBJ-Z5-Z5016 |  |  | Z5016 | [6 empty] | 2019 | Q |  | Y | 10 | [8 empty] | False | Painting | 41
2400 | SBJ-Z5-Z5015-PAINT 41 | PAINT 41 | PAINT 41 | Painting | PAINTING | OTHERS |  | Z5015 | SBJ-Z5-Z5015 |  |  | Z5015 | [6 empty] | 2019 | Q |  | Y | 10 | [8 empty] | False | Painting | 42
2401 | SBJ-Z5-Z5014-PAINT 42 | PAINT 42 | PAINT 42 | Painting | PAINTING | OTHERS |  | Z5014 | SBJ-Z5-Z5014 |  |  | Z5014 | [6 empty] | 2019 | Q |  | Y | 10 | [8 empty] | False | Painting | 43
2402 | SBJ-Z5-Z5013-PAINT 43 | PAINT 43 | PAINT 43 | Painting | PAINTING | OTHERS |  | Z5013 | SBJ-Z5-Z5013 |  |  | Z5013 | [6 empty] | 2019 | Q |  | Y | 10 | [8 empty] | False | Painting | 44
2403 | SBJ-Z5-Z5012-PAINT 44 | PAINT 44 | PAINT 44 | Painting | PAINTING | OTHERS |  | Z5012 | SBJ-Z5-Z5012 |  |  | Z5012 | [6 empty] | 2019 | Q |  | Y | 10 | [8 empty] | False | Painting | 45
2404 | SBJ-Z5-Z5011-PAINT 45 | PAINT 45 | PAINT 45 | Painting | PAINTING | OTHERS |  | Z5011 | SBJ-Z5-Z5011 |  |  | Z5011 | [6 empty] | 2019 | Q |  | Y | 10 | [8 empty] | False | Painting | 46
2405 | SBJ-Z5-Z5010-PAINT 46 | PAINT 46 | PAINT 46 | Painting | PAINTING | OTHERS |  | Z5010 | SBJ-Z5-Z5010 |  |  | Z5010 | [6 empty] | 2019 | Q |  | Y | 10 | [8 empty] | False | Painting | 47
2406 | SBJ-Z5-Z5009-PAINT 47 | PAINT 47 | PAINT 47 | Painting | PAINTING | OTHERS |  | Z5009 | SBJ-Z5-Z5009 |  |  | Z5009 | [6 empty] | 2019 | Q |  | Y | 10 | [8 empty] | False | Painting | 48
2407 | SBJ-Z5-Z5008-PAINT 48 | PAINT 48 | PAINT 48 | Painting | PAINTING | OTHERS |  | Z5008 | SBJ-Z5-Z5008 |  |  | Z5008 | [6 empty] | 2019 | Q |  | Y | 10 | [8 empty] | False | Painting | 49
2408 | SBJ-Z5-Z5007-PAINT 49 | PAINT 49 | PAINT 49 | Painting | PAINTING | OTHERS |  | Z5007 | SBJ-Z5-Z5007 |  |  | Z5007 | [6 empty] | 2019 | Q |  | Y | 10 | [8 empty] | False | Painting | 50
2409 | SBJ-Z5-Z5006-PAINT 50 | PAINT 50 | PAINT 50 | Painting | PAINTING | OTHERS |  | Z5006 | SBJ-Z5-Z5006 |  |  | Z5006 | [6 empty] | 2019 | Q |  | Y | 10 | [8 empty] | False | Painting | 51
2410 | SBJ-Z5-Z5005-PAINT 51 | PAINT 51 | PAINT 51 | Painting | PAINTING | OTHERS |  | Z5005 | SBJ-Z5-Z5005 |  |  | Z5005 | [6 empty] | 2019 | Q |  | Y | 10 | [8 empty] | False | Painting | 52
2411 | SBJ-Z5-Z5004-PAINT 52 | PAINT 52 | PAINT 52 | Painting | PAINTING | OTHERS |  | Z5004 | SBJ-Z5-Z5004 |  |  | Z5004 | [6 empty] | 2019 | Q |  | Y | 10 | [8 empty] | False | Painting | 53
2412 | SBJ-Z5-Z5003-PAINT 53 | PAINT 53 | PAINT 53 | Painting | PAINTING | OTHERS |  | Z5003 | SBJ-Z5-Z5003 |  |  | Z5003 | [6 empty] | 2019 | Q |  | Y | 10 | [8 empty] | False | Painting | 54
2413 | SBJ-Z5-Z5002-PAINT 54 | PAINT 54 | PAINT 54 | Painting | PAINTING | OTHERS |  | Z5002 | SBJ-Z5-Z5002 |  |  | Z5002 | [6 empty] | 2019 | Q |  | Y | 10 | [8 empty] | False | Painting | 55
2414 | SBJ-Z5-Z5001-PAINT 55 | PAINT 55 | PAINT 55 | Painting | PAINTING | OTHERS |  | Z5001 | SBJ-Z5-Z5001 |  |  | Z5001 | [6 empty] | 2019 | Q |  | Y | 10 | [8 empty] | False | Painting | 56
2415 | SBJ-Z3A-Z3075-6-PAINT 56 | PAINT 56 | PAINT 56 | Painting | PAINTING | OTHERS |  | Z3075-6 | SBJ-Z3A-Z3075-6 |  |  | Z3075 | [6 empty] | 2018 | Q |  | Y | 10 | [8 empty] | False | Painting | 57
2416 | SBJ-Z3A-Z3075-5-PAINT 57 | PAINT 57 | PAINT 57 | Painting | PAINTING | OTHERS |  | Z3075-5 | SBJ-Z3A-Z3075-5 |  |  | Z3075 | [6 empty] | 2018 | Q |  | Y | 10 | [8 empty] | False | Painting | 58
2417 | SBJ-Z3A-Z3075-4-PAINT 58 | PAINT 58 | PAINT 58 | Painting | PAINTING | OTHERS |  | Z3075-4 | SBJ-Z3A-Z3075-4 |  |  | Z3075 | [6 empty] | 2018 | Q |  | Y | 10 | [8 empty] | False | Painting | 59
2418 | SBJ-Z3A-Z3075-3-PAINT 59 | PAINT 59 | PAINT 59 | Painting | PAINTING | OTHERS |  | Z3075-3 | SBJ-Z3A-Z3075-3 |  |  | Z3075 | [6 empty] | 2018 | Q |  | Y | 10 | [8 empty] | False | Painting | 60
2419 | SBJ-Z3A-Z3075-2-PAINT 60 | PAINT 60 | PAINT 60 | Painting | PAINTING | OTHERS |  | Z3075-2 | SBJ-Z3A-Z3075-2 |  |  | Z3075 | [6 empty] | 2018 | Q |  | Y | 10 | [8 empty] | False | Painting | 61
2420 | SBJ-Z3A-Z3075-1-PAINT 61 | PAINT 61 | PAINT 61 | Painting | PAINTING | OTHERS |  | Z3075-1 | SBJ-Z3A-Z3075-1 |  |  | Z3075 | [6 empty] | 2018 | Q |  | Y | 10 | [8 empty] | False | Painting | 62
2421 | SBJ-Z3A-Z3074-6-PAINT 62 | PAINT 62 | PAINT 62 | Painting | PAINTING | OTHERS |  | Z3074-6 | SBJ-Z3A-Z3074-6 |  |  | Z3074 | [6 empty] | 2018 | Q |  | Y | 10 | [8 empty] | False | Painting | 63
2422 | SBJ-Z3A-Z3074-5-PAINT 63 | PAINT 63 | PAINT 63 | Painting | PAINTING | OTHERS |  | Z3074-5 | SBJ-Z3A-Z3074-5 |  |  | Z3074 | [6 empty] | 2018 | Q |  | Y | 10 | [8 empty] | False | Painting | 64
2423 | SBJ-Z3A-Z3074-4-PAINT 64 | PAINT 64 | PAINT 64 | Painting | PAINTING | OTHERS |  | Z3074-4 | SBJ-Z3A-Z3074-4 |  |  | Z3074 | [6 empty] | 2018 | Q |  | Y | 10 | [8 empty] | False | Painting | 65
2424 | SBJ-Z3A-Z3074-3-PAINT 65 | PAINT 65 | PAINT 65 | Painting | PAINTING | OTHERS |  | Z3074-3 | SBJ-Z3A-Z3074-3 |  |  | Z3074 | [6 empty] | 2018 | Q |  | Y | 10 | [8 empty] | False | Painting | 66
2425 | SBJ-Z3A-Z3074-2-PAINT 66 | PAINT 66 | PAINT 66 | Painting | PAINTING | OTHERS |  | Z3074-2 | SBJ-Z3A-Z3074-2 |  |  | Z3074 | [6 empty] | 2018 | Q |  | Y | 10 | [8 empty] | False | Painting | 67
2426 | SBJ-Z3A-Z3074-1-PAINT 67 | PAINT 67 | PAINT 67 | Painting | PAINTING | OTHERS |  | Z3074-1 | SBJ-Z3A-Z3074-1 |  |  | Z3074 | [6 empty] | 2018 | Q |  | Y | 10 | [8 empty] | False | Painting | 68
2427 | SBJ-Z3B-Z3062-6-PAINT 68 | PAINT 68 | PAINT 68 | Painting | PAINTING | OTHERS |  | Z3062-6 | SBJ-Z3B-Z3062-6 |  |  | Z3062 | [6 empty] | 2018 | Q |  | Y | 10 | [8 empty] | False | Painting | 69
2428 | SBJ-Z3B-Z3062-5-PAINT 69 | PAINT 69 | PAINT 69 | Painting | PAINTING | OTHERS |  | Z3062-5 | SBJ-Z3B-Z3062-5 |  |  | Z3062 | [6 empty] | 2018 | Q |  | Y | 10 | [8 empty] | False | Painting | 70
2429 | SBJ-Z3B-Z3062-4-PAINT 70 | PAINT 70 | PAINT 70 | Painting | PAINTING | OTHERS |  | Z3062-4 | SBJ-Z3B-Z3062-4 |  |  | Z3062 | [6 empty] | 2018 | Q |  | Y | 10 | [8 empty] | False | Painting | 71
2430 | SBJ-Z3B-Z3062-3-PAINT 71 | PAINT 71 | PAINT 71 | Painting | PAINTING | OTHERS |  | Z3062-3 | SBJ-Z3B-Z3062-3 |  |  | Z3062 | [6 empty] | 2018 | Q |  | Y | 10 | [8 empty] | False | Painting | 72
2431 | SBJ-Z3B-Z3062-2-PAINT 72 | PAINT 72 | PAINT 72 | Painting | PAINTING | OTHERS |  | Z3062-2 | SBJ-Z3B-Z3062-2 |  |  | Z3062 | [6 empty] | 2018 | Q |  | Y | 10 | [8 empty] | False | Painting | 73
2432 | SBJ-Z3B-Z3062-1-PAINT 73 | PAINT 73 | PAINT 73 | Painting | PAINTING | OTHERS |  | Z3062-1 | SBJ-Z3B-Z3062-1 |  |  | Z3062 | [6 empty] | 2018 | Q |  | Y | 10 | [8 empty] | False | Painting | 74
2433 | SBJ-Z3B-Z3061-6-PAINT 74 | PAINT 74 | PAINT 74 | Painting | PAINTING | OTHERS |  | Z3061-6 | SBJ-Z3B-Z3061-6 |  |  | Z3061 | [6 empty] | 2018 | Q |  | Y | 10 | [8 empty] | False | Painting | 75
2434 | SBJ-Z3B-Z3061-5-PAINT 75 | PAINT 75 | PAINT 75 | Painting | PAINTING | OTHERS |  | Z3061-5 | SBJ-Z3B-Z3061-5 |  |  | Z3061 | [6 empty] | 2018 | Q |  | Y | 10 | [8 empty] | False | Painting | 76
2435 | SBJ-Z3B-Z3061-4B-PAINT 76 | PAINT 76 | PAINT 76 | Painting | PAINTING | OTHERS |  | Z3061-4B | SBJ-Z3B-Z3061-4B |  |  | Z3061 | [6 empty] | 2018 | Q |  | Y | 10 | [8 empty] | False | Painting | 77
2436 | SBJ-Z3B-Z3061-4A-PAINT 77 | PAINT 77 | PAINT 77 | Painting | PAINTING | OTHERS |  | Z3061-4A | SBJ-Z3B-Z3061-4A |  |  | Z3061 | [6 empty] | 2018 | Q |  | Y | 10 | [8 empty] | False | Painting | 78
2437 | SBJ-Z3B-Z3061-3B-PAINT 78 | PAINT 78 | PAINT 78 | Painting | PAINTING | OTHERS |  | Z3061-3B | SBJ-Z3B-Z3061-3B |  |  | Z3061 | [6 empty] | 2018 | Q |  | Y | 10 | [8 empty] | False | Painting | 79
2438 | SBJ-Z3B-Z3061-3A-PAINT 79 | PAINT 79 | PAINT 79 | Painting | PAINTING | OTHERS |  | Z3061-3A | SBJ-Z3B-Z3061-3A |  |  | Z3061 | [6 empty] | 2018 | Q |  | Y | 10 | [8 empty] | False | Painting | 80
2439 | SBJ-Z3B-Z3061-2B-PAINT 80 | PAINT 80 | PAINT 80 | Painting | PAINTING | OTHERS |  | Z3061-2B | SBJ-Z3B-Z3061-2B |  |  | Z3061 | [6 empty] | 2018 | Q |  | Y | 10 | [8 empty] | False | Painting | 81
2440 | SBJ-Z3B-Z3061-2A-PAINT 81 | PAINT 81 | PAINT 81 | Painting | PAINTING | OTHERS |  | Z3061-2A | SBJ-Z3B-Z3061-2A |  |  | Z3061 | [6 empty] | 2018 | Q |  | Y | 10 | [8 empty] | False | Painting | 82
2441 | SBJ-Z3B-Z3061-1B-PAINT 82 | PAINT 82 | PAINT 82 | Painting | PAINTING | OTHERS |  | Z3061-1B | SBJ-Z3B-Z3061-1B |  |  | Z3061 | [6 empty] | 2018 | Q |  | Y | 10 | [8 empty] | False | Painting | 83
2442 | SBJ-Z3B-Z3061-1A-PAINT 83 | PAINT 83 | PAINT 83 | Painting | PAINTING | OTHERS |  | Z3061-1A | SBJ-Z3B-Z3061-1A |  |  | Z3061 | [6 empty] | 2018 | Q |  | Y | 10 | [8 empty] | False | Painting | 84
2443 | SBJ-Z3B-Z3060-6-PAINT 84 | PAINT 84 | PAINT 84 | Painting | PAINTING | OTHERS |  | Z3060-6 | SBJ-Z3B-Z3060-6 |  |  | Z3060 | [6 empty] | 2018 | Q |  | Y | 10 | [8 empty] | False | Painting | 85
2444 | SBJ-Z3B-Z3060-5-PAINT 85 | PAINT 85 | PAINT 85 | Painting | PAINTING | OTHERS |  | Z3060-5 | SBJ-Z3B-Z3060-5 |  |  | Z3060 | [6 empty] | 2018 | Q |  | Y | 10 | [8 empty] | False | Painting | 86
2445 | SBJ-Z3B-Z3060-4B-PAINT 86 | PAINT 86 | PAINT 86 | Painting | PAINTING | OTHERS |  | Z3060-4B | SBJ-Z3B-Z3060-4B |  |  | Z3060 | [6 empty] | 2018 | Q |  | Y | 10 | [8 empty] | False | Painting | 87
2446 | SBJ-Z3B-Z3060-4A-PAINT 87 | PAINT 87 | PAINT 87 | Painting | PAINTING | OTHERS |  | Z3060-4A | SBJ-Z3B-Z3060-4A |  |  | Z3060 | [6 empty] | 2018 | Q |  | Y | 10 | [8 empty] | False | Painting | 88
2447 | SBJ-Z3B-Z3060-3B-PAINT 88 | PAINT 88 | PAINT 88 | Painting | PAINTING | OTHERS |  | Z3060-3B | SBJ-Z3B-Z3060-3B |  |  | Z3060 | [6 empty] | 2018 | Q |  | Y | 10 | [8 empty] | False | Painting | 89
2448 | SBJ-Z3B-Z3060-3A-PAINT 89 | PAINT 89 | PAINT 89 | Painting | PAINTING | OTHERS |  | Z3060-3A | SBJ-Z3B-Z3060-3A |  |  | Z3060 | [6 empty] | 2018 | Q |  | Y | 10 | [8 empty] | False | Painting | 90
2449 | SBJ-Z3B-Z3060-2B-PAINT 90 | PAINT 90 | PAINT 90 | Painting | PAINTING | OTHERS |  | Z3060-2B | SBJ-Z3B-Z3060-2B |  |  | Z3060 | [6 empty] | 2018 | Q |  | Y | 10 | [8 empty] | False | Painting | 91
2450 | SBJ-Z3B-Z3060-2A-PAINT 91 | PAINT 91 | PAINT 91 | Painting | PAINTING | OTHERS |  | Z3060-2A | SBJ-Z3B-Z3060-2A |  |  | Z3060 | [6 empty] | 2018 | Q |  | Y | 10 | [8 empty] | False | Painting | 92
2451 | SBJ-Z3B-Z3060-1B-PAINT 92 | PAINT 92 | PAINT 92 | Painting | PAINTING | OTHERS |  | Z3060-1B | SBJ-Z3B-Z3060-1B |  |  | Z3060 | [6 empty] | 2018 | Q |  | Y | 10 | [8 empty] | False | Painting | 93
2452 | SBJ-Z3B-Z3060-1A-PAINT 93 | PAINT 93 | PAINT 93 | Painting | PAINTING | OTHERS |  | Z3060-1A | SBJ-Z3B-Z3060-1A |  |  | Z3060 | [6 empty] | 2018 | Q |  | Y | 10 | [8 empty] | False | Painting | 94
2453 | SBJ-Z3B-Z3059-6-PAINT 94 | PAINT 94 | PAINT 94 | Painting | PAINTING | OTHERS |  | Z3059-6 | SBJ-Z3B-Z3059-6 |  |  | Z3059 | [6 empty] | 2018 | Q |  | Y | 10 | [8 empty] | False | Painting | 95
2454 | SBJ-Z3B-Z3059-5-PAINT 95 | PAINT 95 | PAINT 95 | Painting | PAINTING | OTHERS |  | Z3059-5 | SBJ-Z3B-Z3059-5 |  |  | Z3059 | [6 empty] | 2018 | Q |  | Y | 10 | [8 empty] | False | Painting | 96
2455 | SBJ-Z3B-Z3059-4B-PAINT 96 | PAINT 96 | PAINT 96 | Painting | PAINTING | OTHERS |  | Z3059-4B | SBJ-Z3B-Z3059-4B |  |  | Z3059 | [6 empty] | 2018 | Q |  | Y | 10 | [8 empty] | False | Painting | 97
2456 | SBJ-Z3B-Z3059-4A-PAINT 97 | PAINT 97 | PAINT 97 | Painting | PAINTING | OTHERS |  | Z3059-4A | SBJ-Z3B-Z3059-4A |  |  | Z3059 | [6 empty] | 2018 | Q |  | Y | 10 | [8 empty] | False | Painting | 98
2457 | SBJ-Z3B-Z3059-3B-PAINT 98 | PAINT 98 | PAINT 98 | Painting | PAINTING | OTHERS |  | Z3059-3B | SBJ-Z3B-Z3059-3B |  |  | Z3059 | [6 empty] | 2018 | Q |  | Y | 10 | [8 empty] | False | Painting | 99
2458 | SBJ-Z3B-Z3059-3A-PAINT 99 | PAINT 99 | PAINT 99 | Painting | PAINTING | OTHERS |  | Z3059-3A | SBJ-Z3B-Z3059-3A |  |  | Z3059 | [6 empty] | 2018 | Q |  | Y | 10 | [8 empty] | False | Painting | 100
2459 | SBJ-Z3B-Z3059-2B-PAINT 100 | PAINT 100 | PAINT 100 | Painting | PAINTING | OTHERS |  | Z3059-2B | SBJ-Z3B-Z3059-2B |  |  | Z3059 | [6 empty] | 2018 | Q |  | Y | 10 | [8 empty] | False | Painting | 101
2460 | SBJ-Z3B-Z3059-2A-PAINT 101 | PAINT 101 | PAINT 101 | Painting | PAINTING | OTHERS |  | Z3059-2A | SBJ-Z3B-Z3059-2A |  |  | Z3059 | [6 empty] | 2018 | Q |  | Y | 10 | [8 empty] | False | Painting | 102
2461 | SBJ-Z3B-Z3059-1B-PAINT 102 | PAINT 102 | PAINT 102 | Painting | PAINTING | OTHERS |  | Z3059-1B | SBJ-Z3B-Z3059-1B |  |  | Z3059 | [6 empty] | 2018 | Q |  | Y | 10 | [8 empty] | False | Painting | 103
2462 | SBJ-Z3B-Z3059-1A-PAINT 103 | PAINT 103 | PAINT 103 | Painting | PAINTING | OTHERS |  | Z3059-1A | SBJ-Z3B-Z3059-1A |  |  | Z3059 | [6 empty] | 2018 | Q |  | Y | 10 | [8 empty] | False | Painting | 104
2463 | SBJ-Z3B-Z3058-6-PAINT 104 | PAINT 104 | PAINT 104 | Painting | PAINTING | OTHERS |  | Z3058-6 | SBJ-Z3B-Z3058-6 |  |  | Z3058 | [6 empty] | 2018 | Q |  | Y | 10 | [8 empty] | False | Painting | 105
2464 | SBJ-Z3B-Z3058-5-PAINT 105 | PAINT 105 | PAINT 105 | Painting | PAINTING | OTHERS |  | Z3058-5 | SBJ-Z3B-Z3058-5 |  |  | Z3058 | [6 empty] | 2018 | Q |  | Y | 10 | [8 empty] | False | Painting | 106
2465 | SBJ-Z3B-Z3058-4B-PAINT 106 | PAINT 106 | PAINT 106 | Painting | PAINTING | OTHERS |  | Z3058-4B | SBJ-Z3B-Z3058-4B |  |  | Z3058 | [6 empty] | 2018 | Q |  | Y | 10 | [8 empty] | False | Painting | 107
2466 | SBJ-Z3B-Z3058-4A-PAINT 107 | PAINT 107 | PAINT 107 | Painting | PAINTING | OTHERS |  | Z3058-4A | SBJ-Z3B-Z3058-4A |  |  | Z3058 | [6 empty] | 2018 | Q |  | Y | 10 | [8 empty] | False | Painting | 108
2467 | SBJ-Z3B-Z3058-3B-PAINT 108 | PAINT 108 | PAINT 108 | Painting | PAINTING | OTHERS |  | Z3058-3B | SBJ-Z3B-Z3058-3B |  |  | Z3058 | [6 empty] | 2018 | Q |  | Y | 10 | [8 empty] | False | Painting | 109
2468 | SBJ-Z3B-Z3058-3A-PAINT 109 | PAINT 109 | PAINT 109 | Painting | PAINTING | OTHERS |  | Z3058-3A | SBJ-Z3B-Z3058-3A |  |  | Z3058 | [6 empty] | 2018 | Q |  | Y | 10 | [8 empty] | False | Painting | 110
2469 | SBJ-Z3B-Z3058-2B-PAINT 110 | PAINT 110 | PAINT 110 | Painting | PAINTING | OTHERS |  | Z3058-2B | SBJ-Z3B-Z3058-2B |  |  | Z3058 | [6 empty] | 2018 | Q |  | Y | 10 | [8 empty] | False | Painting | 111
2470 | SBJ-Z3B-Z3058-2A-PAINT 111 | PAINT 111 | PAINT 111 | Painting | PAINTING | OTHERS |  | Z3058-2A | SBJ-Z3B-Z3058-2A |  |  | Z3058 | [6 empty] | 2018 | Q |  | Y | 10 | [8 empty] | False | Painting | 112
2471 | SBJ-Z3B-Z3058-1B-PAINT 112 | PAINT 112 | PAINT 112 | Painting | PAINTING | OTHERS |  | Z3058-1B | SBJ-Z3B-Z3058-1B |  |  | Z3058 | [6 empty] | 2018 | Q |  | Y | 10 | [8 empty] | False | Painting | 113
2472 | SBJ-Z3B-Z3058-1A-PAINT 113 | PAINT 113 | PAINT 113 | Painting | PAINTING | OTHERS |  | Z3058-1A | SBJ-Z3B-Z3058-1A |  |  | Z3058 | [6 empty] | 2018 | Q |  | Y | 10 | [8 empty] | False | Painting | 114
2473 | SBJ-Z3B-Z3057-6-PAINT 114 | PAINT 114 | PAINT 114 | Painting | PAINTING | OTHERS |  | Z3057-6 | SBJ-Z3B-Z3057-6 |  |  | Z3057 | [6 empty] | 2018 | Q |  | Y | 10 | [8 empty] | False | Painting | 115
2474 | SBJ-Z3B-Z3057-5-PAINT 115 | PAINT 115 | PAINT 115 | Painting | PAINTING | OTHERS |  | Z3057-5 | SBJ-Z3B-Z3057-5 |  |  | Z3057 | [6 empty] | 2018 | Q |  | Y | 10 | [8 empty] | False | Painting | 116
2475 | SBJ-Z3B-Z3057-4B-PAINT 116 | PAINT 116 | PAINT 116 | Painting | PAINTING | OTHERS |  | Z3057-4B | SBJ-Z3B-Z3057-4B |  |  | Z3057 | [6 empty] | 2018 | Q |  | Y | 10 | [8 empty] | False | Painting | 117
2476 | SBJ-Z3B-Z3057-4A-PAINT 117 | PAINT 117 | PAINT 117 | Painting | PAINTING | OTHERS |  | Z3057-4A | SBJ-Z3B-Z3057-4A |  |  | Z3057 | [6 empty] | 2018 | Q |  | Y | 10 | [8 empty] | False | Painting | 118
2477 | SBJ-Z3B-Z3057-3B-PAINT 118 | PAINT 118 | PAINT 118 | Painting | PAINTING | OTHERS |  | Z3057-3B | SBJ-Z3B-Z3057-3B |  |  | Z3057 | [6 empty] | 2018 | Q |  | Y | 10 | [8 empty] | False | Painting | 119
2478 | SBJ-Z3B-Z3057-3A-PAINT 119 | PAINT 119 | PAINT 119 | Painting | PAINTING | OTHERS |  | Z3057-3A | SBJ-Z3B-Z3057-3A |  |  | Z3057 | [6 empty] | 2018 | Q |  | Y | 10 | [8 empty] | False | Painting | 120
2479 | SBJ-Z3B-Z3057-2B-PAINT 120 | PAINT 120 | PAINT 120 | Painting | PAINTING | OTHERS |  | Z3057-2B | SBJ-Z3B-Z3057-2B |  |  | Z3057 | [6 empty] | 2018 | Q |  | Y | 10 | [8 empty] | False | Painting | 121
2480 | SBJ-Z3B-Z3057-2A-PAINT 121 | PAINT 121 | PAINT 121 | Painting | PAINTING | OTHERS |  | Z3057-2A | SBJ-Z3B-Z3057-2A |  |  | Z3057 | [6 empty] | 2018 | Q |  | Y | 10 | [8 empty] | False | Painting | 122
2481 | SBJ-Z3B-Z3057-1B-PAINT 122 | PAINT 122 | PAINT 122 | Painting | PAINTING | OTHERS |  | Z3057-1B | SBJ-Z3B-Z3057-1B |  |  | Z3057 | [6 empty] | 2018 | Q |  | Y | 10 | [8 empty] | False | Painting | 123
2482 | SBJ-Z3B-Z3057-1A-PAINT 123 | PAINT 123 | PAINT 123 | Painting | PAINTING | OTHERS |  | Z3057-1A | SBJ-Z3B-Z3057-1A |  |  | Z3057 | [6 empty] | 2018 | Q |  | Y | 10 | [8 empty] | False | Painting | 124
2483 | SBJ-Z3B-Z3056-6-PAINT 124 | PAINT 124 | PAINT 124 | Painting | PAINTING | OTHERS |  | Z3056-6 | SBJ-Z3B-Z3056-6 |  |  | Z3056 | [6 empty] | 2018 | Q |  | Y | 10 | [8 empty] | False | Painting | 125
2484 | SBJ-Z3B-Z3056-5-PAINT 125 | PAINT 125 | PAINT 125 | Painting | PAINTING | OTHERS |  | Z3056-5 | SBJ-Z3B-Z3056-5 |  |  | Z3056 | [6 empty] | 2018 | Q |  | Y | 10 | [8 empty] | False | Painting | 126
2485 | SBJ-Z3B-Z3056-4B-PAINT 126 | PAINT 126 | PAINT 126 | Painting | PAINTING | OTHERS |  | Z3056-4B | SBJ-Z3B-Z3056-4B |  |  | Z3056 | [6 empty] | 2018 | Q |  | Y | 10 | [8 empty] | False | Painting | 127
2486 | SBJ-Z3B-Z3056-4A-PAINT 127 | PAINT 127 | PAINT 127 | Painting | PAINTING | OTHERS |  | Z3056-4A | SBJ-Z3B-Z3056-4A |  |  | Z3056 | [6 empty] | 2018 | Q |  | Y | 10 | [8 empty] | False | Painting | 128
2487 | SBJ-Z3B-Z3056-3B-PAINT 128 | PAINT 128 | PAINT 128 | Painting | PAINTING | OTHERS |  | Z3056-3B | SBJ-Z3B-Z3056-3B |  |  | Z3056 | [6 empty] | 2018 | Q |  | Y | 10 | [8 empty] | False | Painting | 129
2488 | SBJ-Z3B-Z3056-3A-PAINT 129 | PAINT 129 | PAINT 129 | Painting | PAINTING | OTHERS |  | Z3056-3A | SBJ-Z3B-Z3056-3A |  |  | Z3056 | [6 empty] | 2018 | Q |  | Y | 10 | [8 empty] | False | Painting | 130
2489 | SBJ-Z3B-Z3056-2B-PAINT 130 | PAINT 130 | PAINT 130 | Painting | PAINTING | OTHERS |  | Z3056-2B | SBJ-Z3B-Z3056-2B |  |  | Z3056 | [6 empty] | 2018 | Q |  | Y | 10 | [8 empty] | False | Painting | 131
2490 | SBJ-Z3B-Z3056-2A-PAINT 131 | PAINT 131 | PAINT 131 | Painting | PAINTING | OTHERS |  | Z3056-2A | SBJ-Z3B-Z3056-2A |  |  | Z3056 | [6 empty] | 2018 | Q |  | Y | 10 | [8 empty] | False | Painting | 132
2491 | SBJ-Z3B-Z3056-1B-PAINT 132 | PAINT 132 | PAINT 132 | Painting | PAINTING | OTHERS |  | Z3056-1B | SBJ-Z3B-Z3056-1B |  |  | Z3056 | [6 empty] | 2018 | Q |  | Y | 10 | [8 empty] | False | Painting | 133
2492 | SBJ-Z3B-Z3056-1A-PAINT 133 | PAINT 133 | PAINT 133 | Painting | PAINTING | OTHERS |  | Z3056-1A | SBJ-Z3B-Z3056-1A |  |  | Z3056 | [6 empty] | 2018 | Q |  | Y | 10 | [8 empty] | False | Painting | 134
2493 | SBJ-Z3B-Z3055-6-PAINT 134 | PAINT 134 | PAINT 134 | Painting | PAINTING | OTHERS |  | Z3055-6 | SBJ-Z3B-Z3055-6 |  |  | Z3055 | [6 empty] | 2018 | Q |  | Y | 10 | [8 empty] | False | Painting | 135
2494 | SBJ-Z3B-Z3055-5-PAINT 135 | PAINT 135 | PAINT 135 | Painting | PAINTING | OTHERS |  | Z3055-5 | SBJ-Z3B-Z3055-5 |  |  | Z3055 | [6 empty] | 2018 | Q |  | Y | 10 | [8 empty] | False | Painting | 136
2495 | SBJ-Z3B-Z3055-4B-PAINT 136 | PAINT 136 | PAINT 136 | Painting | PAINTING | OTHERS |  | Z3055-4B | SBJ-Z3B-Z3055-4B |  |  | Z3055 | [6 empty] | 2018 | Q |  | Y | 10 | [8 empty] | False | Painting | 137
2496 | SBJ-Z3B-Z3055-4A-PAINT 137 | PAINT 137 | PAINT 137 | Painting | PAINTING | OTHERS |  | Z3055-4A | SBJ-Z3B-Z3055-4A |  |  | Z3055 | [6 empty] | 2018 | Q |  | Y | 10 | [8 empty] | False | Painting | 138
2497 | SBJ-Z3B-Z3055-3B-PAINT 138 | PAINT 138 | PAINT 138 | Painting | PAINTING | OTHERS |  | Z3055-3B | SBJ-Z3B-Z3055-3B |  |  | Z3055 | [6 empty] | 2018 | Q |  | Y | 10 | [8 empty] | False | Painting | 139
2498 | SBJ-Z3B-Z3055-3A-PAINT 139 | PAINT 139 | PAINT 139 | Painting | PAINTING | OTHERS |  | Z3055-3A | SBJ-Z3B-Z3055-3A |  |  | Z3055 | [6 empty] | 2018 | Q |  | Y | 10 | [8 empty] | False | Painting | 140
2499 | SBJ-Z3B-Z3055-2B-PAINT 140 | PAINT 140 | PAINT 140 | Painting | PAINTING | OTHERS |  | Z3055-2B | SBJ-Z3B-Z3055-2B |  |  | Z3055 | [6 empty] | 2018 | Q |  | Y | 10 | [8 empty] | False | Painting | 141
2500 | SBJ-Z3B-Z3055-2A-PAINT 141 | PAINT 141 | PAINT 141 | Painting | PAINTING | OTHERS |  | Z3055-2A | SBJ-Z3B-Z3055-2A |  |  | Z3055 | [6 empty] | 2018 | Q |  | Y | 10 | [8 empty] | False | Painting | 142
2501 | SBJ-Z3B-Z3055-1B-PAINT 142 | PAINT 142 | PAINT 142 | Painting | PAINTING | OTHERS |  | Z3055-1B | SBJ-Z3B-Z3055-1B |  |  | Z3055 | [6 empty] | 2018 | Q |  | Y | 10 | [8 empty] | False | Painting | 143
2502 | SBJ-Z3B-Z3055-1A-PAINT 143 | PAINT 143 | PAINT 143 | Painting | PAINTING | OTHERS |  | Z3055-1A | SBJ-Z3B-Z3055-1A |  |  | Z3055 | [6 empty] | 2018 | Q |  | Y | 10 | [8 empty] | False | Painting | 144
2503 | SBJ-Z3B-Z3054-6-PAINT 144 | PAINT 144 | PAINT 144 | Painting | PAINTING | OTHERS |  | Z3054-6 | SBJ-Z3B-Z3054-6 |  |  | Z3054 | [6 empty] | 2018 | Q |  | Y | 10 | [8 empty] | False | Painting | 145
2504 | SBJ-Z3B-Z3054-5-PAINT 145 | PAINT 145 | PAINT 145 | Painting | PAINTING | OTHERS |  | Z3054-5 | SBJ-Z3B-Z3054-5 |  |  | Z3054 | [6 empty] | 2018 | Q |  | Y | 10 | [8 empty] | False | Painting | 146
2505 | SBJ-Z3B-Z3054-4B-PAINT 146 | PAINT 146 | PAINT 146 | Painting | PAINTING | OTHERS |  | Z3054-4B | SBJ-Z3B-Z3054-4B |  |  | Z3054 | [6 empty] | 2018 | Q |  | Y | 10 | [8 empty] | False | Painting | 147
2506 | SBJ-Z3B-Z3054-4A-PAINT 147 | PAINT 147 | PAINT 147 | Painting | PAINTING | OTHERS |  | Z3054-4A | SBJ-Z3B-Z3054-4A |  |  | Z3054 | [6 empty] | 2018 | Q |  | Y | 10 | [8 empty] | False | Painting | 148
2507 | SBJ-Z3B-Z3054-3B-PAINT 148 | PAINT 148 | PAINT 148 | Painting | PAINTING | OTHERS |  | Z3054-3B | SBJ-Z3B-Z3054-3B |  |  | Z3054 | [6 empty] | 2018 | Q |  | Y | 10 | [8 empty] | False | Painting | 149
2508 | SBJ-Z3B-Z3054-3A-PAINT 149 | PAINT 149 | PAINT 149 | Painting | PAINTING | OTHERS |  | Z3054-3A | SBJ-Z3B-Z3054-3A |  |  | Z3054 | [6 empty] | 2018 | Q |  | Y | 10 | [8 empty] | False | Painting | 150
2509 | SBJ-Z3B-Z3054-2B-PAINT 150 | PAINT 150 | PAINT 150 | Painting | PAINTING | OTHERS |  | Z3054-2B | SBJ-Z3B-Z3054-2B |  |  | Z3054 | [6 empty] | 2018 | Q |  | Y | 10 | [8 empty] | False | Painting | 151
2510 | SBJ-Z3B-Z3054-2A-PAINT 151 | PAINT 151 | PAINT 151 | Painting | PAINTING | OTHERS |  | Z3054-2A | SBJ-Z3B-Z3054-2A |  |  | Z3054 | [6 empty] | 2018 | Q |  | Y | 10 | [8 empty] | False | Painting | 152
2511 | SBJ-Z3B-Z3054-1B-PAINT 152 | PAINT 152 | PAINT 152 | Painting | PAINTING | OTHERS |  | Z3054-1B | SBJ-Z3B-Z3054-1B |  |  | Z3054 | [6 empty] | 2018 | Q |  | Y | 10 | [8 empty] | False | Painting | 153
2512 | SBJ-Z3B-Z3054-1A-PAINT 153 | PAINT 153 | PAINT 153 | Painting | PAINTING | OTHERS |  | Z3054-1A | SBJ-Z3B-Z3054-1A |  |  | Z3054 | [6 empty] | 2018 | Q |  | Y | 10 | [8 empty] | False | Painting | 154
2513 | SBJ-Z3B-Z3053-6-PAINT 154 | PAINT 154 | PAINT 154 | Painting | PAINTING | OTHERS |  | Z3053-6 | SBJ-Z3B-Z3053-6 |  |  | Z3053 | [6 empty] | 2018 | Q |  | Y | 10 | [8 empty] | False | Painting | 155
2514 | SBJ-Z3B-Z3053-5-PAINT 155 | PAINT 155 | PAINT 155 | Painting | PAINTING | OTHERS |  | Z3053-5 | SBJ-Z3B-Z3053-5 |  |  | Z3053 | [6 empty] | 2018 | Q |  | Y | 10 | [8 empty] | False | Painting | 156
2515 | SBJ-Z3B-Z3053-4B-PAINT 156 | PAINT 156 | PAINT 156 | Painting | PAINTING | OTHERS |  | Z3053-4B | SBJ-Z3B-Z3053-4B |  |  | Z3053 | [6 empty] | 2018 | Q |  | Y | 10 | [8 empty] | False | Painting | 157
2516 | SBJ-Z3B-Z3053-4A-PAINT 157 | PAINT 157 | PAINT 157 | Painting | PAINTING | OTHERS |  | Z3053-4A | SBJ-Z3B-Z3053-4A |  |  | Z3053 | [6 empty] | 2018 | Q |  | Y | 10 | [8 empty] | False | Painting | 158
2517 | SBJ-Z3B-Z3053-3B-PAINT 158 | PAINT 158 | PAINT 158 | Painting | PAINTING | OTHERS |  | Z3053-3B | SBJ-Z3B-Z3053-3B |  |  | Z3053 | [6 empty] | 2018 | Q |  | Y | 10 | [8 empty] | False | Painting | 159
2518 | SBJ-Z3B-Z3053-3A-PAINT 159 | PAINT 159 | PAINT 159 | Painting | PAINTING | OTHERS |  | Z3053-3A | SBJ-Z3B-Z3053-3A |  |  | Z3053 | [6 empty] | 2018 | Q |  | Y | 10 | [8 empty] | False | Painting | 160
2519 | SBJ-Z3B-Z3053-2B-PAINT 160 | PAINT 160 | PAINT 160 | Painting | PAINTING | OTHERS |  | Z3053-2B | SBJ-Z3B-Z3053-2B |  |  | Z3053 | [6 empty] | 2018 | Q |  | Y | 10 | [8 empty] | False | Painting | 161
2520 | SBJ-Z3B-Z3053-2A-PAINT 161 | PAINT 161 | PAINT 161 | Painting | PAINTING | OTHERS |  | Z3053-2A | SBJ-Z3B-Z3053-2A |  |  | Z3053 | [6 empty] | 2018 | Q |  | Y | 10 | [8 empty] | False | Painting | 162
2521 | SBJ-Z3B-Z3053-1B-PAINT 162 | PAINT 162 | PAINT 162 | Painting | PAINTING | OTHERS |  | Z3053-1B | SBJ-Z3B-Z3053-1B |  |  | Z3053 | [6 empty] | 2018 | Q |  | Y | 10 | [8 empty] | False | Painting | 163
2522 | SBJ-Z3B-Z3053-1A-PAINT 163 | PAINT 163 | PAINT 163 | Painting | PAINTING | OTHERS |  | Z3053-1A | SBJ-Z3B-Z3053-1A |  |  | Z3053 | [6 empty] | 2018 | Q |  | Y | 10 | [8 empty] | False | Painting | 164
2523 | SBJ-Z3B-Z3052-6-PAINT 164 | PAINT 164 | PAINT 164 | Painting | PAINTING | OTHERS |  | Z3052-6 | SBJ-Z3B-Z3052-6 |  |  | Z3052 | [6 empty] | 2018 | Q |  | Y | 10 | [8 empty] | False | Painting | 165
2524 | SBJ-Z3B-Z3052-5-PAINT 165 | PAINT 165 | PAINT 165 | Painting | PAINTING | OTHERS |  | Z3052-5 | SBJ-Z3B-Z3052-5 |  |  | Z3052 | [6 empty] | 2018 | Q |  | Y | 10 | [8 empty] | False | Painting | 166
2525 | SBJ-Z3B-Z3052-4-PAINT 166 | PAINT 166 | PAINT 166 | Painting | PAINTING | OTHERS |  | Z3052-4 | SBJ-Z3B-Z3052-4 |  |  | Z3052 | [6 empty] | 2018 | Q |  | Y | 10 | [8 empty] | False | Painting | 167
2526 | SBJ-Z3B-Z3052-3-PAINT 167 | PAINT 167 | PAINT 167 | Painting | PAINTING | OTHERS |  | Z3052-3 | SBJ-Z3B-Z3052-3 |  |  | Z3052 | [6 empty] | 2018 | Q |  | Y | 10 | [8 empty] | False | Painting | 168
2527 | SBJ-Z3B-Z3052-2-PAINT 168 | PAINT 168 | PAINT 168 | Painting | PAINTING | OTHERS |  | Z3052-2 | SBJ-Z3B-Z3052-2 |  |  | Z3052 | [6 empty] | 2018 | Q |  | Y | 10 | [8 empty] | False | Painting | 169
2528 | SBJ-Z3B-Z3052-1-PAINT 169 | PAINT 169 | PAINT 169 | Painting | PAINTING | OTHERS |  | Z3052-1 | SBJ-Z3B-Z3052-1 |  |  | Z3052 | [6 empty] | 2018 | Q |  | Y | 10 | [8 empty] | False | Painting | 170
2529 | SBJ-Z3A-Z3051-6-PAINT 170 | PAINT 170 | PAINT 170 | Painting | PAINTING | OTHERS |  | Z3051-6 | SBJ-Z3A-Z3051-6 |  |  | Z3051 | [6 empty] | 2018 | Q |  | Y | 10 | [8 empty] | False | Painting | 171
2530 | SBJ-Z3A-Z3051-5-PAINT 171 | PAINT 171 | PAINT 171 | Painting | PAINTING | OTHERS |  | Z3051-5 | SBJ-Z3A-Z3051-5 |  |  | Z3051 | [6 empty] | 2018 | Q |  | Y | 10 | [8 empty] | False | Painting | 172
2531 | SBJ-Z3A-Z3051-4-PAINT 172 | PAINT 172 | PAINT 172 | Painting | PAINTING | OTHERS |  | Z3051-4 | SBJ-Z3A-Z3051-4 |  |  | Z3051 | [6 empty] | 2018 | Q |  | Y | 10 | [8 empty] | False | Painting | 173
2532 | SBJ-Z3A-Z3051-3-PAINT 173 | PAINT 173 | PAINT 173 | Painting | PAINTING | OTHERS |  | Z3051-3 | SBJ-Z3A-Z3051-3 |  |  | Z3051 | [6 empty] | 2018 | Q |  | Y | 10 | [8 empty] | False | Painting | 174
2533 | SBJ-Z3A-Z3051-2-PAINT 174 | PAINT 174 | PAINT 174 | Painting | PAINTING | OTHERS |  | Z3051-2 | SBJ-Z3A-Z3051-2 |  |  | Z3051 | [6 empty] | 2018 | Q |  | Y | 10 | [8 empty] | False | Painting | 175
2534 | SBJ-Z3A-Z3051-1-PAINT 175 | PAINT 175 | PAINT 175 | Painting | PAINTING | OTHERS |  | Z3051-1 | SBJ-Z3A-Z3051-1 |  |  | Z3051 | [6 empty] | 2018 | Q |  | Y | 10 | [8 empty] | False | Painting | 176
2535 | SBJ-Z3A-Z3050-6-PAINT 176 | PAINT 176 | PAINT 176 | Painting | PAINTING | OTHERS |  | Z3050-6 | SBJ-Z3A-Z3050-6 |  |  | Z3050 | [6 empty] | 2018 | Q |  | Y | 10 | [8 empty] | False | Painting | 177
2536 | SBJ-Z3A-Z3050-5-PAINT 177 | PAINT 177 | PAINT 177 | Painting | PAINTING | OTHERS |  | Z3050-5 | SBJ-Z3A-Z3050-5 |  |  | Z3050 | [6 empty] | 2018 | Q |  | Y | 10 | [8 empty] | False | Painting | 178
2537 | SBJ-Z3A-Z3050-4-PAINT 178 | PAINT 178 | PAINT 178 | Painting | PAINTING | OTHERS |  | Z3050-4 | SBJ-Z3A-Z3050-4 |  |  | Z3050 | [6 empty] | 2018 | Q |  | Y | 10 | [8 empty] | False | Painting | 179
2538 | SBJ-Z3A-Z3050-3-PAINT 179 | PAINT 179 | PAINT 179 | Painting | PAINTING | OTHERS |  | Z3050-3 | SBJ-Z3A-Z3050-3 |  |  | Z3050 | [6 empty] | 2018 | Q |  | Y | 10 | [8 empty] | False | Painting | 180
2539 | SBJ-Z3A-Z3050-2-PAINT 180 | PAINT 180 | PAINT 180 | Painting | PAINTING | OTHERS |  | Z3050-2 | SBJ-Z3A-Z3050-2 |  |  | Z3050 | [6 empty] | 2018 | Q |  | Y | 10 | [8 empty] | False | Painting | 181
2540 | SBJ-Z3A-Z3050-1-PAINT 181 | PAINT 181 | PAINT 181 | Painting | PAINTING | OTHERS |  | Z3050-1 | SBJ-Z3A-Z3050-1 |  |  | Z3050 | [6 empty] | 2018 | Q |  | Y | 10 | [8 empty] | False | Painting | 182
2541 | SBJ-Z3A-Z3049-6-PAINT 182 | PAINT 182 | PAINT 182 | Painting | PAINTING | OTHERS |  | Z3049-6 | SBJ-Z3A-Z3049-6 |  |  | Z3049 | [6 empty] | 2018 | Q |  | Y | 10 | [8 empty] | False | Painting | 183
2542 | SBJ-Z3A-Z3049-5-PAINT 183 | PAINT 183 | PAINT 183 | Painting | PAINTING | OTHERS |  | Z3049-5 | SBJ-Z3A-Z3049-5 |  |  | Z3049 | [6 empty] | 2018 | Q |  | Y | 10 | [8 empty] | False | Painting | 184
2543 | SBJ-Z3A-Z3049-4-PAINT 184 | PAINT 184 | PAINT 184 | Painting | PAINTING | OTHERS |  | Z3049-4 | SBJ-Z3A-Z3049-4 |  |  | Z3049 | [6 empty] | 2018 | Q |  | Y | 10 | [8 empty] | False | Painting | 185
2544 | SBJ-Z3A-Z3049-3-PAINT 185 | PAINT 185 | PAINT 185 | Painting | PAINTING | OTHERS |  | Z3049-3 | SBJ-Z3A-Z3049-3 |  |  | Z3049 | [6 empty] | 2018 | Q |  | Y | 10 | [8 empty] | False | Painting | 186
2545 | SBJ-Z3A-Z3049-2-PAINT 186 | PAINT 186 | PAINT 186 | Painting | PAINTING | OTHERS |  | Z3049-2 | SBJ-Z3A-Z3049-2 |  |  | Z3049 | [6 empty] | 2018 | Q |  | Y | 10 | [8 empty] | False | Painting | 187
2546 | SBJ-Z3A-Z3049-1-PAINT 187 | PAINT 187 | PAINT 187 | Painting | PAINTING | OTHERS |  | Z3049-1 | SBJ-Z3A-Z3049-1 |  |  | Z3049 | [6 empty] | 2018 | Q |  | Y | 10 | [8 empty] | False | Painting | 188
2547 | SBJ-Z3A-Z3048-6-PAINT 188 | PAINT 188 | PAINT 188 | Painting | PAINTING | OTHERS |  | Z3048-6 | SBJ-Z3A-Z3048-6 |  |  | Z3048 | [6 empty] | 2018 | Q |  | Y | 10 | [8 empty] | False | Painting | 189
2548 | SBJ-Z3A-Z3048-5-PAINT 189 | PAINT 189 | PAINT 189 | Painting | PAINTING | OTHERS |  | Z3048-5 | SBJ-Z3A-Z3048-5 |  |  | Z3048 | [6 empty] | 2018 | Q |  | Y | 10 | [8 empty] | False | Painting | 190
2549 | SBJ-Z3A-Z3048-4-PAINT 190 | PAINT 190 | PAINT 190 | Painting | PAINTING | OTHERS |  | Z3048-4 | SBJ-Z3A-Z3048-4 |  |  | Z3048 | [6 empty] | 2018 | Q |  | Y | 10 | [8 empty] | False | Painting | 191
2550 | SBJ-Z3A-Z3048-3-PAINT 191 | PAINT 191 | PAINT 191 | Painting | PAINTING | OTHERS |  | Z3048-3 | SBJ-Z3A-Z3048-3 |  |  | Z3048 | [6 empty] | 2018 | Q |  | Y | 10 | [8 empty] | False | Painting | 192
2551 | SBJ-Z3A-Z3048-2-PAINT 192 | PAINT 192 | PAINT 192 | Painting | PAINTING | OTHERS |  | Z3048-2 | SBJ-Z3A-Z3048-2 |  |  | Z3048 | [6 empty] | 2018 | Q |  | Y | 10 | [8 empty] | False | Painting | 193
2552 | SBJ-Z3A-Z3048-1-PAINT 193 | PAINT 193 | PAINT 193 | Painting | PAINTING | OTHERS |  | Z3048-1 | SBJ-Z3A-Z3048-1 |  |  | Z3048 | [6 empty] | 2018 | Q |  | Y | 10 | [8 empty] | False | Painting | 194
2553 | SBJ-Z3A-Z3047-6-PAINT 194 | PAINT 194 | PAINT 194 | Painting | PAINTING | OTHERS |  | Z3047-6 | SBJ-Z3A-Z3047-6 |  |  | Z3047 | [6 empty] | 2018 | Q |  | Y | 10 | [8 empty] | False | Painting | 195
2554 | SBJ-Z3A-Z3047-5-PAINT 195 | PAINT 195 | PAINT 195 | Painting | PAINTING | OTHERS |  | Z3047-5 | SBJ-Z3A-Z3047-5 |  |  | Z3047 | [6 empty] | 2018 | Q |  | Y | 10 | [8 empty] | False | Painting | 196
2555 | SBJ-Z3A-Z3047-4-PAINT 196 | PAINT 196 | PAINT 196 | Painting | PAINTING | OTHERS |  | Z3047-4 | SBJ-Z3A-Z3047-4 |  |  | Z3047 | [6 empty] | 2018 | Q |  | Y | 10 | [8 empty] | False | Painting | 197
2556 | SBJ-Z3A-Z3047-3-PAINT 197 | PAINT 197 | PAINT 197 | Painting | PAINTING | OTHERS |  | Z3047-3 | SBJ-Z3A-Z3047-3 |  |  | Z3047 | [6 empty] | 2018 | Q |  | Y | 10 | [8 empty] | False | Painting | 198
2557 | SBJ-Z3A-Z3047-2-PAINT 198 | PAINT 198 | PAINT 198 | Painting | PAINTING | OTHERS |  | Z3047-2 | SBJ-Z3A-Z3047-2 |  |  | Z3047 | [6 empty] | 2018 | Q |  | Y | 10 | [8 empty] | False | Painting | 199
2558 | SBJ-Z3A-Z3047-1-PAINT 199 | PAINT 199 | PAINT 199 | Painting | PAINTING | OTHERS |  | Z3047-1 | SBJ-Z3A-Z3047-1 |  |  | Z3047 | [6 empty] | 2018 | Q |  | Y | 10 | [8 empty] | False | Painting | 200
2559 | SBJ-Z3A-Z3046-6-PAINT 200 | PAINT 200 | PAINT 200 | Painting | PAINTING | OTHERS |  | Z3046-6 | SBJ-Z3A-Z3046-6 |  |  | Z3046 | [6 empty] | 2018 | Q |  | Y | 10 | [8 empty] | False | Painting | 201
2560 | SBJ-Z3A-Z3046-5-PAINT 201 | PAINT 201 | PAINT 201 | Painting | PAINTING | OTHERS |  | Z3046-5 | SBJ-Z3A-Z3046-5 |  |  | Z3046 | [6 empty] | 2018 | Q |  | Y | 10 | [8 empty] | False | Painting | 202
2561 | SBJ-Z3A-Z3046-4-PAINT 202 | PAINT 202 | PAINT 202 | Painting | PAINTING | OTHERS |  | Z3046-4 | SBJ-Z3A-Z3046-4 |  |  | Z3046 | [6 empty] | 2018 | Q |  | Y | 10 | [8 empty] | False | Painting | 203
2562 | SBJ-Z3A-Z3046-3-PAINT 203 | PAINT 203 | PAINT 203 | Painting | PAINTING | OTHERS |  | Z3046-3 | SBJ-Z3A-Z3046-3 |  |  | Z3046 | [6 empty] | 2018 | Q |  | Y | 10 | [8 empty] | False | Painting | 204
2563 | SBJ-Z3A-Z3046-2-PAINT 204 | PAINT 204 | PAINT 204 | Painting | PAINTING | OTHERS |  | Z3046-2 | SBJ-Z3A-Z3046-2 |  |  | Z3046 | [6 empty] | 2018 | Q |  | Y | 10 | [8 empty] | False | Painting | 205
2564 | SBJ-Z3A-Z3046-1-PAINT 205 | PAINT 205 | PAINT 205 | Painting | PAINTING | OTHERS |  | Z3046-1 | SBJ-Z3A-Z3046-1 |  |  | Z3046 | [6 empty] | 2018 | Q |  | Y | 10 | [8 empty] | False | Painting | 206
2565 | SBJ-Z3A-Z3045-6-PAINT 206 | PAINT 206 | PAINT 206 | Painting | PAINTING | OTHERS |  | Z3045-6 | SBJ-Z3A-Z3045-6 |  |  | Z3045 | [6 empty] | 2018 | Q |  | Y | 10 | [8 empty] | False | Painting | 207
2566 | SBJ-Z3A-Z3045-5-PAINT 207 | PAINT 207 | PAINT 207 | Painting | PAINTING | OTHERS |  | Z3045-5 | SBJ-Z3A-Z3045-5 |  |  | Z3045 | [6 empty] | 2018 | Q |  | Y | 10 | [8 empty] | False | Painting | 208
2567 | SBJ-Z3A-Z3045-4-PAINT 208 | PAINT 208 | PAINT 208 | Painting | PAINTING | OTHERS |  | Z3045-4 | SBJ-Z3A-Z3045-4 |  |  | Z3045 | [6 empty] | 2018 | Q |  | Y | 10 | [8 empty] | False | Painting | 209
2568 | SBJ-Z3A-Z3045-3-PAINT 209 | PAINT 209 | PAINT 209 | Painting | PAINTING | OTHERS |  | Z3045-3 | SBJ-Z3A-Z3045-3 |  |  | Z3045 | [6 empty] | 2018 | Q |  | Y | 10 | [8 empty] | False | Painting | 210
2569 | SBJ-Z3A-Z3045-2-PAINT 210 | PAINT 210 | PAINT 210 | Painting | PAINTING | OTHERS |  | Z3045-2 | SBJ-Z3A-Z3045-2 |  |  | Z3045 | [6 empty] | 2018 | Q |  | Y | 10 | [8 empty] | False | Painting | 211
2570 | SBJ-Z3A-Z3045-1-PAINT 211 | PAINT 211 | PAINT 211 | Painting | PAINTING | OTHERS |  | Z3045-1 | SBJ-Z3A-Z3045-1 |  |  | Z3045 | [6 empty] | 2018 | Q |  | Y | 10 | [8 empty] | False | Painting | 212
2571 | SBJ-Z3A-Z3044-6-PAINT 212 | PAINT 212 | PAINT 212 | Painting | PAINTING | OTHERS |  | Z3044-6 | SBJ-Z3A-Z3044-6 |  |  | Z3044 | [6 empty] | 2018 | Q |  | Y | 10 | [8 empty] | False | Painting | 213
2572 | SBJ-Z3A-Z3044-5-PAINT 213 | PAINT 213 | PAINT 213 | Painting | PAINTING | OTHERS |  | Z3044-5 | SBJ-Z3A-Z3044-5 |  |  | Z3044 | [6 empty] | 2018 | Q |  | Y | 10 | [8 empty] | False | Painting | 214
2573 | SBJ-Z3A-Z3044-4-PAINT 214 | PAINT 214 | PAINT 214 | Painting | PAINTING | OTHERS |  | Z3044-4 | SBJ-Z3A-Z3044-4 |  |  | Z3044 | [6 empty] | 2018 | Q |  | Y | 10 | [8 empty] | False | Painting | 215
2574 | SBJ-Z3A-Z3044-3-PAINT 215 | PAINT 215 | PAINT 215 | Painting | PAINTING | OTHERS |  | Z3044-3 | SBJ-Z3A-Z3044-3 |  |  | Z3044 | [6 empty] | 2018 | Q |  | Y | 10 | [8 empty] | False | Painting | 216
2575 | SBJ-Z3A-Z3044-2-PAINT 216 | PAINT 216 | PAINT 216 | Painting | PAINTING | OTHERS |  | Z3044-2 | SBJ-Z3A-Z3044-2 |  |  | Z3044 | [6 empty] | 2018 | Q |  | Y | 10 | [8 empty] | False | Painting | 217
2576 | SBJ-Z3A-Z3044-1-PAINT 217 | PAINT 217 | PAINT 217 | Painting | PAINTING | OTHERS |  | Z3044-1 | SBJ-Z3A-Z3044-1 |  |  | Z3044 | [6 empty] | 2018 | Q |  | Y | 10 | [8 empty] | False | Painting | 218
2577 | SBJ-Z3A-Z3043-PAINT 218 | PAINT 218 | PAINT 218 | Painting | PAINTING | OTHERS |  | Z3043 | SBJ-Z3A-Z3043 |  |  | Z3043 | [6 empty] | 2018 | Q |  | Y | 10 | [8 empty] | False | Painting | 219
2578 | SBJ-Z3A-Z3042-PAINT 219 | PAINT 219 | PAINT 219 | Painting | PAINTING | OTHERS |  | Z3042 | SBJ-Z3A-Z3042 |  |  | Z3042 | [6 empty] | 2018 | Q |  | Y | 10 | [8 empty] | False | Painting | 220
2579 | SBJ-Z3A-Z3041-PAINT 220 | PAINT 220 | PAINT 220 | Painting | PAINTING | OTHERS |  | Z3041 | SBJ-Z3A-Z3041 |  |  | Z3041 | [6 empty] | 2018 | Q |  | Y | 10 | [8 empty] | False | Painting | 221
2580 | SBJ-Z3A-Z3040-PAINT 221 | PAINT 221 | PAINT 221 | Painting | PAINTING | OTHERS |  | Z3040 | SBJ-Z3A-Z3040 |  |  | Z3040 | [6 empty] | 2018 | Q |  | Y | 10 | [8 empty] | False | Painting | 222
2581 | SBJ-Z3A-Z3039-PAINT 222 | PAINT 222 | PAINT 222 | Painting | PAINTING | OTHERS |  | Z3039 | SBJ-Z3A-Z3039 |  |  | Z3039 | [6 empty] | 2018 | Q |  | Y | 10 | [8 empty] | False | Painting | 223
2582 | SBJ-Z3A-Z3038-PAINT 223 | PAINT 223 | PAINT 223 | Painting | PAINTING | OTHERS |  | Z3038 | SBJ-Z3A-Z3038 |  |  | Z3038 | [6 empty] | 2018 | Q |  | Y | 10 | [8 empty] | False | Painting | 224
2583 | SBJ-Z3A-Z3037-PAINT 224 | PAINT 224 | PAINT 224 | Painting | PAINTING | OTHERS |  | Z3037 | SBJ-Z3A-Z3037 |  |  | Z3037 | [6 empty] | 2018 | Q |  | Y | 10 | [8 empty] | False | Painting | 225
2584 | SBJ-Z3A-Z3036-PAINT 225 | PAINT 225 | PAINT 225 | Painting | PAINTING | OTHERS |  | Z3036 | SBJ-Z3A-Z3036 |  |  | Z3036 | [6 empty] | 2018 | Q |  | Y | 10 | [8 empty] | False | Painting | 226
2585 | SBJ-Z3A-Z3035-PAINT 226 | PAINT 226 | PAINT 226 | Painting | PAINTING | OTHERS |  | Z3035 | SBJ-Z3A-Z3035 |  |  | Z3035 | [6 empty] | 2018 | Q |  | Y | 10 | [8 empty] | False | Painting | 227
2586 | SBJ-Z3A-Z3034-PAINT 227 | PAINT 227 | PAINT 227 | Painting | PAINTING | OTHERS |  | Z3034 | SBJ-Z3A-Z3034 |  |  | Z3034 | [6 empty] | 2018 | Q |  | Y | 10 | [8 empty] | False | Painting | 228
2587 | SBJ-Z3A-Z3033-PAINT 228 | PAINT 228 | PAINT 228 | Painting | PAINTING | OTHERS |  | Z3033 | SBJ-Z3A-Z3033 |  |  | Z3033 | [6 empty] | 2018 | Q |  | Y | 10 | [8 empty] | False | Painting | 229
2588 | SBJ-Z3A-Z3032-PAINT 229 | PAINT 229 | PAINT 229 | Painting | PAINTING | OTHERS |  | Z3032 | SBJ-Z3A-Z3032 |  |  | Z3032 | [6 empty] | 2018 | Q |  | Y | 10 | [8 empty] | False | Painting | 230
2589 | SBJ-Z3A-Z3031-PAINT 230 | PAINT 230 | PAINT 230 | Painting | PAINTING | OTHERS |  | Z3031 | SBJ-Z3A-Z3031 |  |  | Z3031 | [6 empty] | 2018 | Q |  | Y | 10 | [8 empty] | False | Painting | 231
2590 | SBJ-Z3A-Z3030-PAINT 231 | PAINT 231 | PAINT 231 | Painting | PAINTING | OTHERS |  | Z3030 | SBJ-Z3A-Z3030 |  |  | Z3030 | [6 empty] | 2018 | Q |  | Y | 10 | [8 empty] | False | Painting | 232
2591 | SBJ-Z3A-Z3029-PAINT 232 | PAINT 232 | PAINT 232 | Painting | PAINTING | OTHERS |  | Z3029 | SBJ-Z3A-Z3029 |  |  | Z3029 | [6 empty] | 2018 | Q |  | Y | 10 | [8 empty] | False | Painting | 233
2592 | SBJ-Z3A-Z3028-PAINT 233 | PAINT 233 | PAINT 233 | Painting | PAINTING | OTHERS |  | Z3028 | SBJ-Z3A-Z3028 |  |  | Z3028 | [6 empty] | 2018 | Q |  | Y | 10 | [8 empty] | False | Painting | 234
2593 | SBJ-Z3A-Z3027-PAINT 234 | PAINT 234 | PAINT 234 | Painting | PAINTING | OTHERS |  | Z3027 | SBJ-Z3A-Z3027 |  |  | Z3027 | [6 empty] | 2018 | Q |  | Y | 10 | [8 empty] | False | Painting | 235
2594 | SBJ-Z3A-Z3026-PAINT 235 | PAINT 235 | PAINT 235 | Painting | PAINTING | OTHERS |  | Z3026 | SBJ-Z3A-Z3026 |  |  | Z3026 | [6 empty] | 2018 | Q |  | Y | 10 | [8 empty] | False | Painting | 236
2595 | SBJ-Z3A-Z3025-PAINT 236 | PAINT 236 | PAINT 236 | Painting | PAINTING | OTHERS |  | Z3025 | SBJ-Z3A-Z3025 |  |  | Z3025 | [6 empty] | 2018 | Q |  | Y | 10 | [8 empty] | False | Painting | 237
2596 | SBJ-Z3A-Z3024-PAINT 237 | PAINT 237 | PAINT 237 | Painting | PAINTING | OTHERS |  | Z3024 | SBJ-Z3A-Z3024 |  |  | Z3024 | [6 empty] | 2018 | Q |  | Y | 10 | [8 empty] | False | Painting | 238
2597 | SBJ-Z3A-Z3023-PAINT 238 | PAINT 238 | PAINT 238 | Painting | PAINTING | OTHERS |  | Z3023 | SBJ-Z3A-Z3023 |  |  | Z3023 | [6 empty] | 2018 | Q |  | Y | 10 | [8 empty] | False | Painting | 239
2598 | SBJ-Z3B-Z3022-PAINT 239 | PAINT 239 | PAINT 239 | Painting | PAINTING | OTHERS |  | Z3022 | SBJ-Z3B-Z3022 |  |  | Z3022 | [6 empty] | 2018 | Q |  | Y | 10 | [8 empty] | False | Painting | 240
2599 | SBJ-Z3B-Z3021-PAINT 240 | PAINT 240 | PAINT 240 | Painting | PAINTING | OTHERS |  | Z3021 | SBJ-Z3B-Z3021 |  |  | Z3021 | [6 empty] | 2018 | Q |  | Y | 10 | [8 empty] | False | Painting | 241
2600 | SBJ-Z3B-Z3020-PAINT 241 | PAINT 241 | PAINT 241 | Painting | PAINTING | OTHERS |  | Z3020 | SBJ-Z3B-Z3020 |  |  | Z3020 | [6 empty] | 2018 | Q |  | Y | 10 | [8 empty] | False | Painting | 242
2601 | SBJ-Z3B-Z3019-PAINT 242 | PAINT 242 | PAINT 242 | Painting | PAINTING | OTHERS |  | Z3019 | SBJ-Z3B-Z3019 |  |  | Z3019 | [6 empty] | 2018 | Q |  | Y | 10 | [8 empty] | False | Painting | 243
2602 | SBJ-Z3B-Z3018-PAINT 243 | PAINT 243 | PAINT 243 | Painting | PAINTING | OTHERS |  | Z3018 | SBJ-Z3B-Z3018 |  |  | Z3018 | [6 empty] | 2018 | Q |  | Y | 10 | [8 empty] | False | Painting | 244
2603 | SBJ-Z3B-Z3017-PAINT 244 | PAINT 244 | PAINT 244 | Painting | PAINTING | OTHERS |  | Z3017 | SBJ-Z3B-Z3017 |  |  | Z3017 | [6 empty] | 2018 | Q |  | Y | 10 | [8 empty] | False | Painting | 245
2604 | SBJ-Z3B-Z3016-PAINT 245 | PAINT 245 | PAINT 245 | Painting | PAINTING | OTHERS |  | Z3016 | SBJ-Z3B-Z3016 |  |  | Z3016 | [6 empty] | 2018 | Q |  | Y | 10 | [8 empty] | False | Painting | 246
2605 | SBJ-Z3B-Z3015-PAINT 246 | PAINT 246 | PAINT 246 | Painting | PAINTING | OTHERS |  | Z3015 | SBJ-Z3B-Z3015 |  |  | Z3015 | [6 empty] | 2018 | Q |  | Y | 10 | [8 empty] | False | Painting | 247
2606 | SBJ-Z3B-Z3014-PAINT 247 | PAINT 247 | PAINT 247 | Painting | PAINTING | OTHERS |  | Z3014 | SBJ-Z3B-Z3014 |  |  | Z3014 | [6 empty] | 2018 | Q |  | Y | 10 | [8 empty] | False | Painting | 248
2607 | SBJ-Z3B-Z3013-PAINT 248 | PAINT 248 | PAINT 248 | Painting | PAINTING | OTHERS |  | Z3013 | SBJ-Z3B-Z3013 |  |  | Z3013 | [6 empty] | 2018 | Q |  | Y | 10 | [8 empty] | False | Painting | 249
2608 | SBJ-Z3B-Z3012-PAINT 249 | PAINT 249 | PAINT 249 | Painting | PAINTING | OTHERS |  | Z3012 | SBJ-Z3B-Z3012 |  |  | Z3012 | [6 empty] | 2018 | Q |  | Y | 10 | [8 empty] | False | Painting | 250
2609 | SBJ-Z3B-Z3011-PAINT 250 | PAINT 250 | PAINT 250 | Painting | PAINTING | OTHERS |  | Z3011 | SBJ-Z3B-Z3011 |  |  | Z3011 | [6 empty] | 2018 | Q |  | Y | 10 | [8 empty] | False | Painting | 251
2610 | SBJ-Z3B-Z3010-PAINT 251 | PAINT 251 | PAINT 251 | Painting | PAINTING | OTHERS |  | Z3010 | SBJ-Z3B-Z3010 |  |  | Z3010 | [6 empty] | 2018 | Q |  | Y | 10 | [8 empty] | False | Painting | 252
2611 | SBJ-Z3B-Z3009-PAINT 252 | PAINT 252 | PAINT 252 | Painting | PAINTING | OTHERS |  | Z3009 | SBJ-Z3B-Z3009 |  |  | Z3009 | [6 empty] | 2018 | Q |  | Y | 10 | [8 empty] | False | Painting | 253
2612 | SBJ-Z3B-Z3008-PAINT 253 | PAINT 253 | PAINT 253 | Painting | PAINTING | OTHERS |  | Z3008 | SBJ-Z3B-Z3008 |  |  | Z3008 | [6 empty] | 2018 | Q |  | Y | 10 | [8 empty] | False | Painting | 254
2613 | SBJ-Z3B-Z3007-PAINT 254 | PAINT 254 | PAINT 254 | Painting | PAINTING | OTHERS |  | Z3007 | SBJ-Z3B-Z3007 |  |  | Z3007 | [6 empty] | 2018 | Q |  | Y | 10 | [8 empty] | False | Painting | 255
2614 | SBJ-Z3B-Z3006-PAINT 255 | PAINT 255 | PAINT 255 | Painting | PAINTING | OTHERS |  | Z3006 | SBJ-Z3B-Z3006 |  |  | Z3006 | [6 empty] | 2018 | Q |  | Y | 10 | [8 empty] | False | Painting | 256
2615 | SBJ-Z3B-Z3005-PAINT 256 | PAINT 256 | PAINT 256 | Painting | PAINTING | OTHERS |  | Z3005 | SBJ-Z3B-Z3005 |  |  | Z3005 | [6 empty] | 2018 | Q |  | Y | 10 | [8 empty] | False | Painting | 257
2616 | SBJ-Z3B-Z3004-PAINT 257 | PAINT 257 | PAINT 257 | Painting | PAINTING | OTHERS |  | Z3004 | SBJ-Z3B-Z3004 |  |  | Z3004 | [6 empty] | 2018 | Q |  | Y | 10 | [8 empty] | False | Painting | 258
2617 | SBJ-Z3B-Z3003-PAINT 258 | PAINT 258 | PAINT 258 | Painting | PAINTING | OTHERS |  | Z3003 | SBJ-Z3B-Z3003 |  |  | Z3003 | [6 empty] | 2018 | Q |  | Y | 10 | [8 empty] | False | Painting | 259
2618 | SBJ-Z3B-Z3002-PAINT 259 | PAINT 259 | PAINT 259 | Painting | PAINTING | OTHERS |  | Z3002 | SBJ-Z3B-Z3002 |  |  | Z3002 | [6 empty] | 2018 | Q |  | Y | 10 | [8 empty] | False | Painting | 260
2619 | SBJ-Z3B-Z3001-PAINT 260 | PAINT 260 | PAINT 260 | Painting | PAINTING | OTHERS |  | Z3001 | SBJ-Z3B-Z3001 |  |  | Z3001 | [6 empty] | 2018 | Q |  | Y | 10 | [8 empty] | False | Painting | 261
VS-LIFT-001 | SBJ-Z2-VS-LF-ELELV | Passenger Lift | Electric Traction Elevator | Village Square Assets | Vertical Transport | Elevator |  | Village Square |  |  | All Levels |  | KONE | TBD | Finland |  |  | 07-Feb-2023 | 2023 |  | Monthly |  | 15 | 2 | 13 | Working | Active | KONE |  | Owner | Customer Handover Certificate ¦ Contact: KONE Oman | False | Village Square Assets | 2
VS-LIFT-002 | SBJ-Z2-VS-LF-SUMP | Lift Sump Pump | KONE Lift Sump Pump | Village Square Assets | Mechanical | Pump |  | Lift Pit |  |  | Basement |  | KONE/KSB | TBD | Holland |  |  | 07-Feb-2023 | 2023 |  | Quarterly |  | 13 | 2 | 11 | Working | Active | KONE |  | Owner | Part of lift package ¦ Contact: KONE Oman ¦ O&M Ref: OSC-0173-VS-PL-O&M-002 | False | Village Square Assets | 3
VS-HVAC-001 | SBJ-Z2-VS-AC-SET | AC Equipment | Air Conditioning Units - Complete set | Village Square Assets | HVAC | AC Units |  | Throughout |  |  | All Levels |  | York | TBD | USA |  |  | 17-May-2022 | 2022 |  | Half Yearly |  | 15 | 3 | 12 | Working | Active | Genetco |  | Owner | O&M Vol MEP ¦ O&M Ref: OSC-0173-VS-PL-O&M-003 | False | Village Square Assets | 4
VS-HVAC-002 | SBJ-Z2-VS-EF-SET | Exhaust Fans | Toilet & Kitchen exhaust fans | Village Square Assets | HVAC | Ventilation |  | Toilets/Kitchen |  |  | Various |  | Solar & Palau | TBD | Spain |  |  | 17-May-2022 | 2022 |  | Quarterly |  | 15 | 3 | 12 | Working | Active | Leminar |  | Owner | O&M Vol MEP ¦ O&M Ref: OSC-0173-VS-PL-O&M-003 | False | Village Square Assets | 5
VS-HVAC-003 | SBJ-Z2-VS-FD-SET | Fire Dampers & VCD | Fire dampers and volume control | Village Square Assets | HVAC | Dampers |  | Ductwork |  |  | All Levels |  | KBE | TBD | TBD |  |  | 17-May-2022 | 2022 |  | Annual |  | 20 | 3 | 17 | Working | Active | KBE Oman |  | Owner | O&M Vol MEP ¦ O&M Ref: OSC-0173-VS-PL-O&M-002 | False | Village Square Assets | 6
VS-HVAC-004 | SBJ-Z2-VS-GDL-SET | Grills, Diffusers & Louvers | Supply and return air devices | Village Square Assets | HVAC | Air Distribution |  | Throughout |  |  | All Levels |  | KBE | TBD | TBD |  |  | 17-May-2022 | 2022 |  | Annual |  | 20 | 3 | 17 | Working | Active | KBE Oman |  | Owner | O&M Vol MEP ¦ O&M Ref: OSC-0173-VS-PL-O&M-003 | False | Village Square Assets | 7
VS-HVAC-005 | SBJ-Z2-VS-REFPIPE | Refrigerant Piping | Copper refrigerant pipes | Village Square Assets | HVAC | Piping |  | Throughout |  |  | All Levels |  | Muller | TBD | USA |  |  | 17-May-2022 | 2022 |  | As Required |  | 25 | 3 | 22 | Working | Active | Leminar |  | Owner | O&M Vol MEP ¦ O&M Ref: OSC-0173-VS-PL-O&M-003 | False | Village Square Assets | 8
VS-PLB-001 | SBJ-Z2-VS-BP-001 | Cold Booster Pump | Domestic water booster pump | Village Square Assets | Mechanical | Pump |  | Pump Room |  |  | Basement |  | KSB | TBD | Holland |  |  | 17-May-2022 | 2022 |  | Quarterly |  | 13 | 3 | 10 | Working | Active | Multi pump engineering |  | Owner | O&M Vol MEP ¦ Contact: Multi pump engineering ¦ O&M Ref: OSC-0173-VS-PL-O&M-002 | False | Village Square Assets | 9
VS-PLB-002 | SBJ-Z2-VS-WT-001 | Water Storage Tank | Domestic water tank | Village Square Assets | Mechanical | Tank |  | Pump Room |  |  | Basement |  | PIPECO | TBD | Malaysia |  |  | 17-May-2022 | 2022 |  | Annual |  | 25 | 3 | 22 | Working | Active | Al Ansari trading |  | Owner | O&M Vol MEP | False | Village Square Assets | 10
VS-PLB-003 | SBJ-Z2-VS-SAN-SET | Sanitary Ware | WC, basins, urinals complete | Village Square Assets | Mechanical | Sanitary |  | Toilets |  |  | All Levels |  | ROCA | TBD | Spain |  |  | 17-May-2022 | 2022 |  | As Required |  | 20 | 3 | 17 | Working | Active | Khimji Ramdas |  | Owner | O&M Vol MEP | False | Village Square Assets | 11
VS-PLB-004 | SBJ-Z2-VS-WH-SET | Electric Water Heaters | Hot water heaters | Village Square Assets | Mechanical | Water Heating |  | Toilets |  |  | Various |  | A.O Smith | TBD | USA |  |  | 17-May-2022 | 2022 |  | Annual |  | 10 | 3 | 7 | Working | Active | Al Ansari trading |  | Owner | O&M Vol MEP | False | Village Square Assets | 12
VS-PLB-005 | SBJ-Z2-VS-DRAIN | Drainage System | UPVC drainage pipes and fittings | Village Square Assets | Mechanical | Drainage |  | Throughout |  |  | All Levels |  | Hepworth | TBD | UK |  |  | 17-May-2022 | 2022 |  | Annual |  | 30 | 3 | 27 | Working | Active | Corys pipe industry |  | Owner | O&M Vol MEP | False | Village Square Assets | 13
VS-PLB-006 | SBJ-Z2-VS-HDPE | HDPE Piping | HDPE pipes PN-4 | Village Square Assets | Mechanical | Piping |  | External |  |  | Underground |  | Hepworth | TBD | UK |  |  | 17-May-2022 | 2022 |  | As Required |  | 50 | 3 | 47 | Working | Active | Corys pipe industry |  | Owner | O&M Vol MEP | False | Village Square Assets | 14
VS-FIRE-001 | SBJ-Z2-VS-PPR-FFP | Fire Pump | Fire fighting pump set | Village Square Assets | Fire & Safety | Fire Fighting |  | Pump Room |  |  | Basement |  | Naffco | TBD | UAE |  |  | 17-May-2022 | 2022 |  | Quarterly |  | 20 | 3 | 17 | Working | Active | Adhia |  | Owner | O&M Vol MEP ¦ Contact: Adhia ¦ NAFFCO UL Listed ¦ O&M Ref: OSC-0173-VS-PL-O&M-002 | False | Village Square Assets | 15
VS-FIRE-002 | SBJ-Z2-VS-FPIPE | Fire Pipes & Fittings | Fire sprinkler piping network | Village Square Assets | Fire & Safety | Fire Fighting |  | Throughout |  |  | All Levels |  | Naffco | TBD | UAE |  |  | 17-May-2022 | 2022 |  | Annual |  | 25 | 3 | 22 | Working | Active | Adhia |  | Owner | O&M Vol MEP ¦ Contact: Adhia ¦ NAFFCO UL Listed ¦ O&M Ref: OSC-0173-VS-PL-O&M-002 | False | Village Square Assets | 16
VS-FIRE-003 | SBJ-Z2-VS-FE-SET | Fire Extinguishers | Portable fire extinguishers | Village Square Assets | Fire & Safety | Fire Fighting |  | Throughout |  |  | All Levels |  | Naffco | TBD | UAE |  |  | 17-May-2022 | 2022 |  | Annual |  | 10 | 3 | 7 | Working | Active | Adhia |  | Owner | O&M Vol MEP ¦ Contact: Adhia ¦ NAFFCO UL Listed ¦ O&M Ref: OSC-0173-VS-PL-O&M-002 | False | Village Square Assets | 17
VS-FIRE-004 | SBJ-Z2-VS-FHR-SET | Fire Hose Reels | Hose reel cabinets | Village Square Assets | Fire & Safety | Fire Fighting |  | Throughout |  |  | All Levels |  | Naffco | TBD | UAE |  |  | 17-May-2022 | 2022 |  | Annual |  | 15 | 3 | 12 | Working | Active | Adhia |  | Owner | O&M Vol MEP ¦ Contact: Adhia ¦ NAFFCO UL Listed ¦ O&M Ref: OSC-0173-VS-PL-O&M-002 | False | Village Square Assets | 18
VS-FIRE-005 | SBJ-Z2-VS-FA-SYS | Fire Alarm System | Detection and alarm system | Village Square Assets | Fire & Safety | Fire Alarm |  | Throughout |  |  | All Levels |  | GENT-Honeywell | TBD | UK |  |  | 17-May-2022 | 2022 |  | Quarterly |  | 15 | 3 | 12 | Working | Active | Al Dastoor |  | Owner | O&M Vol MEP ¦ Contact: Al Dastoor ¦ O&M Ref: OSC-0173-VS-PL-O&M-002 | False | Village Square Assets | 19
VS-FIRE-006 | SBJ-Z2-VS-FACABLE | Fire Alarm Cables | Fire rated cables | Village Square Assets | Fire & Safety | Fire Alarm |  | Throughout |  |  | All Levels |  | FIRECEL | TBD | UK |  |  | 17-May-2022 | 2022 |  | As Required |  | 25 | 3 | 22 | Working | Active | BEC |  | Owner | O&M Vol MEP ¦ O&M Ref: OSC-0173-VS-PL-O&M-002 | False | Village Square Assets | 20
VS-ELEC-001 | SBJ-Z2-VS-FP-001 | Feeder Pillar | Main feeder pillar | Village Square Assets | Electrical | Distribution |  | External |  |  | Ground |  | NEI-Schneider | TBD | France |  |  | 17-May-2022 | 2022 |  | Annual |  | 25 | 3 | 22 | Working | Active | National electric |  | Owner | O&M Vol Electrical ¦ Contact: National electric | False | Village Square Assets | 21
VS-ELEC-002 | SBJ-Z2-VS-SMDB-SET | SMDB | Sub-Main Distribution Boards | Village Square Assets | Electrical | Distribution |  | Electrical Rooms |  |  | Various |  | NEI-Schneider | TBD | France |  |  | 17-May-2022 | 2022 |  | Annual |  | 20 | 3 | 17 | Working | Active | National electric |  | Owner | O&M Vol Electrical ¦ Contact: National electric | False | Village Square Assets | 22
VS-ELEC-003 | SBJ-Z2-VS-DB-SET | Distribution Boards | Final distribution boards | Village Square Assets | Electrical | Distribution |  | Throughout |  |  | All Levels |  | NEI-Schneider | TBD | France |  |  | 17-May-2022 | 2022 |  | Annual |  | 20 | 3 | 17 | Working | Active | National electric |  | Owner | O&M Vol Electrical ¦ Contact: National electric | False | Village Square Assets | 23
VS-ELEC-004 | SBJ-Z2-VS-MCC-001 | MCC | Motor Control Center | Village Square Assets | Electrical | Distribution |  | Pump Room |  |  | Basement |  | TBD | TBD | TBD |  |  | 17-May-2022 | 2022 |  | Annual |  | 20 | 3 | 17 | Working | Active | TBD |  | Owner | O&M Vol Electrical | False | Village Square Assets | 24
VS-ELEC-005 | SBJ-Z2-VS-LCP-001 | LCP | Lighting Control Panel | Village Square Assets | Electrical | Lighting |  | Electrical Room |  |  | Ground |  | TBD | TBD | TBD |  |  | 17-May-2022 | 2022 |  | Annual |  | 15 | 3 | 12 | Working | Active | TBD |  | Owner | O&M Vol Electrical | False | Village Square Assets | 25
VS-ELEC-006 | SBJ-Z2-VS-UPS-001 | UPS System | Uninterruptible Power Supply | Village Square Assets | Electrical | Emergency Power |  | Electrical Room |  |  | Ground |  | SOCOMEC | TBD | France |  |  | 17-May-2022 | 2022 |  | Quarterly |  | 10 | 3 | 7 | Working | Active | Dan international |  | Owner | O&M Vol Electrical ¦ Contact: Dan international | False | Village Square Assets | 26
VS-ELEC-007 | SBJ-Z2-VS-UPSBATT | UPS Battery | UPS battery bank | Village Square Assets | Electrical | Emergency Power |  | Electrical Room |  |  | Ground |  | SOCOMEC | TBD | France |  |  | 17-May-2022 | 2022 |  | Quarterly |  | 5 | 3 | 2 | Working | Active | Dan international |  | Owner | O&M Vol Electrical - Replace Soon ¦ Contact: Dan international | False | Village Square Assets | 27
VS-ELEC-008 | SBJ-Z2-VS-CABLE | LV Cables | Low voltage power cables | Village Square Assets | Electrical | Cabling |  | Throughout |  |  | All Levels |  | DUCAB | TBD | UAE |  |  | 17-May-2022 | 2022 |  | As Required |  | 30 | 3 | 27 | Working | Active | DUCAB |  | Owner | O&M Vol Electrical | False | Village Square Assets | 28
VS-ELEC-009 | SBJ-Z2-VS-KWH-SET | KWH Meters | Energy meters | Village Square Assets | Electrical | Metering |  | Throughout |  |  | Various |  | TBD | TBD | TBD |  |  | 17-May-2022 | 2022 |  | Annual |  | 15 | 3 | 12 | Working | Active | TBD |  | Owner | Calibration required | False | Village Square Assets | 29
VS-LTG-001 | SBJ-Z2-VS-INDOOR-LT | Indoor Light Fixtures | Internal lighting | Village Square Assets | Electrical | Lighting |  | Throughout |  |  | All Levels |  | TBC | TBD | TBD |  |  | 17-May-2022 | 2022 |  | As Required |  | 10 | 3 | 7 | Working | Active | Bin Salman |  | Owner | O&M Vol Electrical | False | Village Square Assets | 30
VS-LTG-002 | SBJ-Z2-VS-EMRG-LT | Emergency & Exit Lights | Emergency lighting | Village Square Assets | Electrical | Lighting |  | Throughout |  |  | All Levels |  | TBC | TBD | TBD |  |  | 17-May-2022 | 2022 |  | Quarterly |  | 10 | 3 | 7 | Working | Active | Bin Salman |  | Owner | O&M Vol Electrical | False | Village Square Assets | 31
VS-LTG-003 | SBJ-Z2-VS-EXT-LT | External Light Fixtures | External area lighting | Village Square Assets | Electrical | Lighting |  | External |  |  | Ground |  | TBC | TBD | TBD |  |  | 17-May-2022 | 2022 |  | Quarterly |  | 15 | 3 | 12 | Working | Active | Bin Salman |  | Owner | O&M Vol Electrical | False | Village Square Assets | 32
VS-LTG-004 | SBJ-Z2-VS-SL | Street Lights | External street lighting | Village Square Assets | Electrical | Lighting |  | External |  |  | Ground |  | TBD | TBD | TBD |  |  | 17-May-2022 | 2022 |  | Quarterly |  | 20 | 3 | 17 | Working | Active | TBD |  | Owner | Third Party maintenance | False | Village Square Assets | 33
VS-LTG-005 | SBJ-Z2-VS-WADI-LT | Wadi Lights | External water feature lights | Village Square Assets | Electrical | Lighting |  | External |  |  | Ground |  | CENTUM-WIBRE | TBD | Germany |  |  | 17-May-2022 | 2022 |  | Quarterly |  | 10 | 3 | 7 | Working | Active | Bin Salman |  | Owner | O&M Vol Electrical | False | Village Square Assets | 34
VS-ELV-001 | SBJ-Z2-VS-CCTV | CCTV System | Surveillance cameras | Village Square Assets | ELV | Security |  | Throughout |  |  | All Levels |  | TBD | TBD | TBD |  |  | 17-May-2022 | 2022 |  | Quarterly |  | 10 | 3 | 7 | Working | Active | TBD |  | Owner | O&M Vol ELV | False | Village Square Assets | 35
VS-ELV-002 | SBJ-Z2-VS-STRUCT-CABLE | Structured Cabling | Data and voice cabling | Village Square Assets | ELV | IT |  | Throughout |  |  | All Levels |  | R&M | TBD | Switzerland |  |  | 17-May-2022 | 2022 |  | Annual |  | 15 | 3 | 12 | Working | Active | Mustafa Sultan |  | Owner | O&M Vol ELV | False | Village Square Assets | 36
VS-ELV-003 | SBJ-Z2-VS-EARTH | Earthing System | Grounding and lightning protection | Village Square Assets | Electrical | Protection |  | Throughout |  |  | All Levels |  | AN-WALLIS | TBD | UK |  |  | 17-May-2022 | 2022 |  | Annual |  | 25 | 3 | 22 | Working | Active | Al-Kiyumi electric |  | Owner | O&M Vol Electrical | False | Village Square Assets | 37
VS-ARCH-001 | SBJ-Z2-VS-WDOOR-SET | Wooden Doors | Office and toilet wooden doors | Village Square Assets | Architectural | Doors |  | Throughout |  |  | All Levels |  | Majan Woods | TBD | Oman |  |  | 17-May-2022 | 2022 |  | Annual |  | 25 | 3 | 22 | Working | Active | Majan Woods |  | Owner | O&M Vol Arch ¦ Contact: sarwar@majanltd.com ¦ +968 97678385 | False | Village Square Assets | 38
VS-ARCH-002 | SBJ-Z2-VS-SDOOR-SET | Steel Doors | Service room hollow metal doors | Village Square Assets | Architectural | Doors |  | Service Areas |  |  | Various |  | Building Supplies | TBD | TBD |  |  | 17-May-2022 | 2022 |  | Annual |  | 30 | 3 | 27 | Working | Active | Building Supplies & Services |  | Owner | O&M Vol Arch ¦ Contact: supplies@bssoman.com ¦ +968 92800787 | False | Village Square Assets | 39
VS-ARCH-003 | SBJ-Z2-VS-BIFDOOR | Bi-Fold Door | Main entrance bi-fold doors | Village Square Assets | Architectural | Doors |  | Lift Lobbies |  |  | Ground |  | Stanley | TBD | USA |  |  | 17-May-2022 | 2022 |  | Quarterly |  | 15 | 3 | 12 | Working | Active | YOUSUF AL-AAMRI |  | Owner | O&M Vol Arch | False | Village Square Assets | 40
VS-ARCH-004 | SBJ-Z2-VS-CURTWALL | Aluminium Curtain Wall | External glazing system | Village Square Assets | Architectural | Facade |  | External |  |  | All Levels |  | A'Star | TBD | TBD |  |  | 17-May-2022 | 2022 |  | Annual |  | 30 | 3 | 27 | Working | Active | Shurafat A'Noor Trading |  | Owner | O&M Vol Arch | False | Village Square Assets | 41
VS-ARCH-005 | SBJ-Z2-VS-GRC | GRC Works | GRC screens external | Village Square Assets | Architectural | Facade |  | External |  |  | All Levels |  | Amiantit | TBD | Oman |  |  | 17-May-2022 | 2022 |  | Annual |  | 30 | 3 | 27 | Working | Active | AMIANTIT OMAN |  | Owner | O&M Vol Arch ¦ Contact: rameshj_amiantit@omzest.com ¦ +968 94057426 | False | Village Square Assets | 42
VS-ARCH-006 | SBJ-Z2-VS-ALUFLASH | Aluminium Flashing | Roof flashing | Village Square Assets | Architectural | Roofing |  | Roof |  |  | Roof Level |  | SABRIYA | TBD | TBD |  |  | 17-May-2022 | 2022 |  | Annual |  | 25 | 3 | 22 | Working | Active | SABRIYA Trading |  | Owner | O&M Vol Arch | False | Village Square Assets | 43
VS-ARCH-007 | SBJ-Z2-VS-SIGNAGE | External Signage | Building signage | Village Square Assets | Architectural | Signage |  | External |  |  | Various |  | Elite Concept | TBD | TBD |  |  | 17-May-2022 | 2022 |  | Annual |  | 15 | 3 | 12 | Working | Active | Elite Concept International |  | Owner | O&M Vol Arch | False | Village Square Assets | 44
VS-ARCH-008 | SBJ-Z2-VS-GRPENC | GRP Enclosure | Pump room enclosure | Village Square Assets | Architectural | Enclosure |  | Pump Room |  |  | Ground |  | Omega United | TBD | TBD |  |  | 17-May-2022 | 2022 |  | Annual |  | 20 | 3 | 17 | Working | Active | Omega United Trading |  | Owner | O&M Vol Arch | False | Village Square Assets | 45
VS-ARCH-009 | SBJ-Z2-VS-GYPCEIL | Gypsum Ceilings | Ceiling tiles 600x600 | Village Square Assets | Architectural | Ceiling |  | Throughout |  |  | All Levels |  | Knauf | TBD | Germany |  |  | 17-May-2022 | 2022 |  | As Required |  | 25 | 3 | 22 | Working | Active | Mohsin Haider Darwish |  | Owner | O&M Vol Arch ¦ Contact: Mohsin Haider Darwish LLC ¦ +968 24703411 | False | Village Square Assets | 46
VS-ARCH-010 | SBJ-Z2-VS-TERRAZZO | Terrazzo Floor Tiles | 400x400x35mm floor tiles | Village Square Assets | Architectural | Flooring |  | Level 20 |  |  | Level 20 |  | Auto Terrazzo | TBD | Oman |  |  | 17-May-2022 | 2022 |  | Annual |  | 30 | 3 | 27 | Working | Active | Automatic Terrazzo Tiles |  | Owner | O&M Vol Arch | False | Village Square Assets | 47
VS-ARCH-011 | SBJ-Z2-VS-CERAMIC | Ceramic & Porcelain Tiles | Floor and wall tiles | Village Square Assets | Architectural | Flooring |  | Throughout |  |  | All Levels |  | RAK Ceramics | TBD | UAE |  |  | 17-May-2022 | 2022 |  | As Required |  | 25 | 3 | 22 | Working | Active | Bahwan Building Materials |  | Owner | O&M Vol Arch ¦ Contact: Bahwan Building Materials ¦ +968 24810983 | False | Village Square Assets | 48
VS-ARCH-012 | SBJ-Z2-VS-CARPET | Carpet Flooring | Prayer room carpets | Village Square Assets | Architectural | Flooring |  | Prayer Rooms |  |  | Various |  | TBD | TBD | TBD |  |  | 17-May-2022 | 2022 |  | Annual |  | 10 | 3 | 7 | Working | Active | Khimji Ramdas |  | Owner | O&M Vol Arch | False | Village Square Assets | 49
VS-ARCH-013 | SBJ-Z2-VS-TIMBER | Timber Flooring | Bridge timber deck | Village Square Assets | Architectural | Flooring |  | Bridges |  |  | Level 20/24 |  | Majan Woods | TBD | TBD |  |  | 17-May-2022 | 2022 |  | Annual |  | 15 | 3 | 12 | Working | Active | Majan Woods |  | Owner | O&M Vol Arch ¦ Contact: sarwar@majanltd.com ¦ +968 97678385 | False | Village Square Assets | 50
VS-ARCH-014 | SBJ-Z2-VS-PAINT-INT | Internal Paint | Jotun Fenomastic Hygiene | Village Square Assets | Architectural | Finishes |  | Throughout |  |  | All Levels |  | Jotun | Fenomastic | Norway |  |  | 17-May-2022 | 2022 |  | 5 Years |  | 8 | 3 | 5 | Working | Active | Jotun Paint Co |  | Owner | O&M Vol Arch ¦ Contact: Boobalan.rajasekar@jotun.com ¦ +968 97325882 | False | Village Square Assets | 51
VS-ARCH-015 | SBJ-Z2-VS-PAINT-EXT | External Paint | Jotun Jotashield Colourlast | Village Square Assets | Architectural | Finishes |  | External |  |  | All Levels |  | Jotun | Jotashield | Norway |  |  | 17-May-2022 | 2022 |  | 5 Years |  | 10 | 3 | 7 | Working | Active | Jotun Paint Co |  | Owner | O&M Vol Arch ¦ Contact: Boobalan.rajasekar@jotun.com ¦ +968 97325882 | False | Village Square Assets | 52
VS-LAND-001 | SBJ-Z2-VS-IRRCTRL | Irrigation Controller | Landscape irrigation controller | Village Square Assets | Civil | Landscape |  | External |  |  | Ground |  | RAIN BIRD | TBD | USA |  |  | 01-Jun-2022 | 2022 |  | Monthly |  | 15 | 3 | 12 | Working | Active | Al Ansari group |  | Owner | Warranty confirmed ¦ Contact: Al Ansari group ¦ O&M Ref: OSC-0173-VS-LS-O&M-001 | False | Village Square Assets | 53
VS-LAND-002 | SBJ-Z2-VS-IRRPUMP | Irrigation Booster Pump | Landscape irrigation pump | Village Square Assets | Civil | Landscape |  | Pump Room |  |  | Ground |  | TBD | TBD | TBD |  |  | 01-Jun-2022 | 2022 |  | Quarterly |  | 13 | 3 | 10 | Working | Active | TBD |  | Owner | Warranty confirmed ¦ O&M Ref: OSC-0173-VS-PL-O&M-002 | False | Village Square Assets | 54
VS-LAND-003 | SBJ-Z2-VS-SOLENOID | Solenoid Valves | Irrigation zone valves | Village Square Assets | Civil | Landscape |  | External |  |  | Ground |  | RAIN BIRD | TBD | USA |  |  | 01-Jun-2022 | 2022 |  | Quarterly |  | 10 | 3 | 7 | Working | Active | Al Ansari group |  | Owner | Warranty confirmed ¦ Contact: Al Ansari group | False | Village Square Assets | 55
VS-LAND-004 | SBJ-Z2-VS-SPRINKLER | Spray Head Rotors | Lawn sprinklers | Village Square Assets | Civil | Landscape |  | External |  |  | Ground |  | HUNTER | TBD | USA |  |  | 01-Jun-2022 | 2022 |  | Quarterly |  | 10 | 3 | 7 | Working | Active | MUNOOR |  | Owner | O&M Vol Landscape | False | Village Square Assets | 56
VS-LAND-005 | SBJ-Z2-VS-DRIPPER | Drippers | Plant drip irrigation | Village Square Assets | Civil | Landscape |  | External |  |  | Ground |  | TORO | TBD | USA |  |  | 01-Jun-2022 | 2022 |  | Quarterly |  | 8 | 3 | 5 | Working | Active | MUNOOR |  | Owner | O&M Vol Landscape | False | Village Square Assets | 57
VS-LAND-006 | SBJ-Z2-VS-IRRPIPE | Irrigation UPVC Pipes | HP UPVC irrigation pipes | Village Square Assets | Civil | Landscape |  | External |  |  | Underground |  | Hepworth | TBD | UK |  |  | 01-Jun-2022 | 2022 |  | As Required |  | 30 | 3 | 27 | Working | Active | Corys pipe industry |  | Owner | O&M Vol Landscape ¦ O&M Ref: OSC-0173-VS-LS-O&M-001 | False | Village Square Assets | 58
VS-LAND-007 | SBJ-Z2-VS-INTERLOCK | Interlocks & Kerb Stone | Paving and kerbs | Village Square Assets | Civil | Hardscape |  | External |  |  | Ground |  | Assarain | TBD | Oman |  |  | 17-May-2022 | 2022 |  | As Required |  | 25 | 3 | 22 | Working | Active | Assarain Concrete Products |  | Owner | O&M Vol Civil ¦ Contact: GSM: +968 92822062 | False | Village Square Assets | 59
VS-LAND-008 | SBJ-Z2-VS-ROADMARK | Road Marking Paint | Way marking paint | Village Square Assets | Civil | Hardscape |  | External |  |  | Ground |  | Jotun | TBD | Norway |  |  | 17-May-2022 | 2022 |  | Annual |  | 5 | 3 | 2 | Working | Active | Jotun Paint Co |  | Owner | Refresh required ¦ Contact: Boobalan.rajasekar@jotun.com ¦ +968 97325882 | False | Village Square Assets | 60
VS-STRUCT-001 | SBJ-Z2-VS-ROOFWP | Roof Waterproofing | Master seal 732 AT | Village Square Assets | Structural | Waterproofing |  | Roof |  |  | Roof Level |  | Master Builders | Master seal 732 | Germany |  |  | 17-May-2022 | 2022 |  | Annual |  | 15 | 3 | 12 | Working | Active | TBD |  | Owner | O&M Vol Structural | False | Village Square Assets | 61
VS-STRUCT-002 | SBJ-Z2-VS-PLANTWP | Planter Waterproofing | MasterSeal 588 & Fiberglass | Village Square Assets | Structural | Waterproofing |  | Planters |  |  | Various |  | Master Builders | MasterSeal 588 | Germany |  |  | 17-May-2022 | 2022 |  | Annual |  | 15 | 3 | 12 | Working | Active | TBD |  | Owner | O&M Vol Structural | False | Village Square Assets | 62
VS-STRUCT-003 | SBJ-Z2-VS-ROOFINS | Roof Insulation | Polyisocyanurate 50mm | Village Square Assets | Structural | Insulation |  | Roof |  |  | Roof Level |  | TBD | TBD | TBD |  |  | 17-May-2022 | 2022 |  | As Required |  | 30 | 3 | 27 | Working | Active | TBD |  | Owner | O&M Vol Structural | False | Village Square Assets | 63
LIFT-VS-001 | SBJ-Z2-VS-LF-ELELV-D01 | Electric Traction Elevator | Passenger Lift | Lifts & Transport |  |  |  | Village Square |  | Zone 2 |  |  | TBD | TBD |  | TBD |  | 2021-01-01 | 2021 |  | Third Party AMC |  | 15 |  |  | Working | Active |  | TBD |  | Already in Asset_Details_View ¦ Floors Served: TBD | False | Lifts & Transport | 2
LIFT-Z3A-B44 | SBJ-Z3A-B44-LIFT | Electric Traction Elevator | D-Type Building Lift | Lifts & Transport |  |  |  | Building B44 |  | Zone 3A |  |  | TBD | TBD |  | TBD |  | 2021-01-01 | 2021 |  | Third Party AMC |  | 15 |  |  | TBD | TO VERIFY |  | TBD |  | Floors Served: TBD | False | Lifts & Transport | 3
LIFT-Z3A-B45 | SBJ-Z3A-B45-LIFT | Electric Traction Elevator | D-Type Building Lift | Lifts & Transport |  |  |  | Building B45 |  | Zone 3A |  |  | TBD | TBD |  | TBD |  | 2021-01-01 | 2021 |  | Third Party AMC |  | 15 |  |  | TBD | TO VERIFY |  | TBD |  | Floors Served: TBD | False | Lifts & Transport | 4
LIFT-Z3A-B46 | SBJ-Z3A-B46-LIFT | Electric Traction Elevator | D-Type Building Lift | Lifts & Transport |  |  |  | Building B46 |  | Zone 3A |  |  | TBD | TBD |  | TBD |  | 2021-01-01 | 2021 |  | Third Party AMC |  | 15 |  |  | TBD | TO VERIFY |  | TBD |  | Floors Served: TBD | False | Lifts & Transport | 5
LIFT-Z3A-B47 | SBJ-Z3A-B47-LIFT | Electric Traction Elevator | D-Type Building Lift | Lifts & Transport |  |  |  | Building B47 |  | Zone 3A |  |  | TBD | TBD |  | TBD |  | 2021-01-01 | 2021 |  | Third Party AMC |  | 15 |  |  | TBD | TO VERIFY |  | TBD |  | Floors Served: TBD | False | Lifts & Transport | 6
LIFT-Z3A-B48 | SBJ-Z3A-B48-LIFT | Electric Traction Elevator | D-Type Building Lift | Lifts & Transport |  |  |  | Building B48 |  | Zone 3A |  |  | TBD | TBD |  | TBD |  | 2021-01-01 | 2021 |  | Third Party AMC |  | 15 |  |  | TBD | TO VERIFY |  | TBD |  | Floors Served: TBD | False | Lifts & Transport | 7
LIFT-Z3A-B49 | SBJ-Z3A-B49-LIFT | Electric Traction Elevator | D-Type Building Lift | Lifts & Transport |  |  |  | Building B49 |  | Zone 3A |  |  | TBD | TBD |  | TBD |  | 2021-01-01 | 2021 |  | Third Party AMC |  | 15 |  |  | TBD | TO VERIFY |  | TBD |  | Floors Served: TBD | False | Lifts & Transport | 8
LIFT-Z3A-B50 | SBJ-Z3A-B50-LIFT | Electric Traction Elevator | D-Type Building Lift | Lifts & Transport |  |  |  | Building B50 |  | Zone 3A |  |  | TBD | TBD |  | TBD |  | 2021-01-01 | 2021 |  | Third Party AMC |  | 15 |  |  | TBD | TO VERIFY |  | TBD |  | Floors Served: TBD | False | Lifts & Transport | 9
LIFT-Z3A-B51 | SBJ-Z3A-B51-LIFT | Electric Traction Elevator | D-Type Building Lift | Lifts & Transport |  |  |  | Building B51 |  | Zone 3A |  |  | TBD | TBD |  | TBD |  | 2021-01-01 | 2021 |  | Third Party AMC |  | 15 |  |  | TBD | TO VERIFY |  | TBD |  | Floors Served: TBD | False | Lifts & Transport | 10
LIFT-Z3A-B74 | SBJ-Z3A-B74-LIFT | Electric Traction Elevator | D-Type Building Lift | Lifts & Transport |  |  |  | Building B74 |  | Zone 3A |  |  | TBD | TBD |  | TBD |  | 2021-01-01 | 2021 |  | Third Party AMC |  | 15 |  |  | TBD | TO VERIFY |  | TBD |  | Floors Served: TBD | False | Lifts & Transport | 11
LIFT-Z3A-B75 | SBJ-Z3A-B75-LIFT | Electric Traction Elevator | D-Type Building Lift | Lifts & Transport |  |  |  | Building B75 |  | Zone 3A |  |  | TBD | TBD |  | TBD |  | 2021-01-01 | 2021 |  | Third Party AMC |  | 15 |  |  | TBD | TO VERIFY |  | TBD |  | Floors Served: TBD | False | Lifts & Transport | 12
LIFT-Z3B-B52 | SBJ-Z3B-B52-LIFT | Electric Traction Elevator | D-Type Building Lift | Lifts & Transport |  |  |  | Building B52 |  | Zone 3B |  |  | TBD | TBD |  | TBD |  | 2021-01-01 | 2021 |  | Third Party AMC |  | 15 |  |  | TBD | TO VERIFY |  | TBD |  | Floors Served: TBD | False | Lifts & Transport | 13
LIFT-Z3B-B53 | SBJ-Z3B-B53-LIFT | Electric Traction Elevator | D-Type Building Lift | Lifts & Transport |  |  |  | Building B53 |  | Zone 3B |  |  | TBD | TBD |  | TBD |  | 2021-01-01 | 2021 |  | Third Party AMC |  | 15 |  |  | TBD | TO VERIFY |  | TBD |  | Floors Served: TBD | False | Lifts & Transport | 14
LIFT-Z3B-B54 | SBJ-Z3B-B54-LIFT | Electric Traction Elevator | D-Type Building Lift | Lifts & Transport |  |  |  | Building B54 |  | Zone 3B |  |  | TBD | TBD |  | TBD |  | 2021-01-01 | 2021 |  | Third Party AMC |  | 15 |  |  | TBD | TO VERIFY |  | TBD |  | Floors Served: TBD | False | Lifts & Transport | 15
LIFT-Z3B-B55 | SBJ-Z3B-B55-LIFT | Electric Traction Elevator | D-Type Building Lift | Lifts & Transport |  |  |  | Building B55 |  | Zone 3B |  |  | TBD | TBD |  | TBD |  | 2021-01-01 | 2021 |  | Third Party AMC |  | 15 |  |  | TBD | TO VERIFY |  | TBD |  | Floors Served: TBD | False | Lifts & Transport | 16
LIFT-Z3B-B56 | SBJ-Z3B-B56-LIFT | Electric Traction Elevator | D-Type Building Lift | Lifts & Transport |  |  |  | Building B56 |  | Zone 3B |  |  | TBD | TBD |  | TBD |  | 2021-01-01 | 2021 |  | Third Party AMC |  | 15 |  |  | TBD | TO VERIFY |  | TBD |  | Floors Served: TBD | False | Lifts & Transport | 17
LIFT-Z3B-B57 | SBJ-Z3B-B57-LIFT | Electric Traction Elevator | D-Type Building Lift | Lifts & Transport |  |  |  | Building B57 |  | Zone 3B |  |  | TBD | TBD |  | TBD |  | 2021-01-01 | 2021 |  | Third Party AMC |  | 15 |  |  | TBD | TO VERIFY |  | TBD |  | Floors Served: TBD | False | Lifts & Transport | 18
LIFT-Z3B-B58 | SBJ-Z3B-B58-LIFT | Electric Traction Elevator | D-Type Building Lift | Lifts & Transport |  |  |  | Building B58 |  | Zone 3B |  |  | TBD | TBD |  | TBD |  | 2021-01-01 | 2021 |  | Third Party AMC |  | 15 |  |  | TBD | TO VERIFY |  | TBD |  | Floors Served: TBD | False | Lifts & Transport | 19
LIFT-Z3B-B59 | SBJ-Z3B-B59-LIFT | Electric Traction Elevator | D-Type Building Lift | Lifts & Transport |  |  |  | Building B59 |  | Zone 3B |  |  | TBD | TBD |  | TBD |  | 2021-01-01 | 2021 |  | Third Party AMC |  | 15 |  |  | TBD | TO VERIFY |  | TBD |  | Floors Served: TBD | False | Lifts & Transport | 20
LIFT-Z3B-B60 | SBJ-Z3B-B60-LIFT | Electric Traction Elevator | D-Type Building Lift | Lifts & Transport |  |  |  | Building B60 |  | Zone 3B |  |  | TBD | TBD |  | TBD |  | 2021-01-01 | 2021 |  | Third Party AMC |  | 15 |  |  | TBD | TO VERIFY |  | TBD |  | Floors Served: TBD | False | Lifts & Transport | 21
LIFT-Z3B-B61 | SBJ-Z3B-B61-LIFT | Electric Traction Elevator | D-Type Building Lift | Lifts & Transport |  |  |  | Building B61 |  | Zone 3B |  |  | TBD | TBD |  | TBD |  | 2021-01-01 | 2021 |  | Third Party AMC |  | 15 |  |  | TBD | TO VERIFY |  | TBD |  | Floors Served: TBD | False | Lifts & Transport | 22
LIFT-Z3B-B62 | SBJ-Z3B-B62-LIFT | Electric Traction Elevator | D-Type Building Lift | Lifts & Transport |  |  |  | Building B62 |  | Zone 3B |  |  | TBD | TBD |  | TBD |  | 2021-01-01 | 2021 |  | Third Party AMC |  | 15 |  |  | TBD | TO VERIFY |  | TBD |  | Floors Served: TBD | False | Lifts & Transport | 23
TOTAL LIFTS: | 22 units (1 Village Square + 21 D-Type Buildings) |  |  | Lifts & Transport | [13 empty] | 2021-01-01 | 2021 |  |  |  | 25 | [8 empty] | False | Lifts & Transport | 25
JMB-CHI-001 | SBJ-JMB-CHI-01 | Air Screw Chiller 01 | Chiller-01 for HVAC system | Hotel Assets (JMB) | HVAC | Chiller |  | Hotel JMB - Plant Room |  |  |  |  | TBC (BV Inspected) | TBC |  | TBC | 1 | 20-Feb-2023 | 2023 |  |  |  | 25 |  | 23 | Good |  |  |  |  | Commissioned by Bureau Veritas | False | Hotel Assets (JMB) | 9
JMB-CHI-002 | SBJ-JMB-CHI-02 | Air Screw Chiller 02 | Chiller-02 for HVAC system | Hotel Assets (JMB) | HVAC | Chiller |  | Hotel JMB - Plant Room |  |  |  |  | TBC (BV Inspected) | TBC |  | TBC | 1 | 20-Feb-2023 | 2023 |  |  |  | 25 |  | 23 | Good |  |  |  |  | Commissioned by Bureau Veritas | False | Hotel Assets (JMB) | 10
JMB-CHI-003 | SBJ-JMB-CHI-03 | Air Screw Chiller 03 | Chiller-03 for HVAC system | Hotel Assets (JMB) | HVAC | Chiller |  | Hotel JMB - Plant Room |  |  |  |  | TBC (BV Inspected) | TBC |  | TBC | 1 | 20-Feb-2023 | 2023 |  |  |  | 25 |  | 23 | Good |  |  |  |  | Commissioned by Bureau Veritas | False | Hotel Assets (JMB) | 11
JMB-CHI-004 | SBJ-JMB-CHI-04 | Air Screw Chiller 04 | Chiller-04 for HVAC system | Hotel Assets (JMB) | HVAC | Chiller |  | Hotel JMB - Plant Room |  |  |  |  | TBC (BV Inspected) | TBC |  | TBC | 1 | 20-Feb-2023 | 2023 |  |  |  | 25 |  | 23 | Good |  |  |  |  | Commissioned by Bureau Veritas | False | Hotel Assets (JMB) | 12
JMB-CHI-005 | SBJ-JMB-CHI-05 | Air Screw Chiller 05 | Chiller-05 for HVAC system | Hotel Assets (JMB) | HVAC | Chiller |  | Hotel JMB - Plant Room |  |  |  |  | TBC (BV Inspected) | TBC |  | TBC | 1 | 20-Feb-2023 | 2023 |  |  |  | 25 |  | 23 | Good |  |  |  |  | Commissioned by Bureau Veritas | False | Hotel Assets (JMB) | 13
JMB-CHWP-PRI | SBJ-JMB-CHWP-PRI | Primary CHW Pumps | Primary Chilled Water Pumps (Pumps-06) | Hotel Assets (JMB) | HVAC | Pump |  | Hotel JMB - CHW Pump Room |  |  |  |  | TBC (BV Inspected) | TBC |  | TBC | 6 | 20-Feb-2023 | 2023 |  |  |  | 20 |  | 18 | Good |  |  |  |  | Commissioned by Bureau Veritas | False | Hotel Assets (JMB) | 14
JMB-CHWP-SEC | SBJ-JMB-CHWP-SEC | Secondary CHW Pumps | Secondary Chilled Water Pumps (Pumps-03) | Hotel Assets (JMB) | HVAC | Pump |  | Hotel JMB - CHW Pump Room |  |  |  |  | TBC (BV Inspected) | TBC |  | TBC | 3 | 20-Feb-2023 | 2023 |  |  |  | 20 |  | 18 | Good |  |  |  |  | Commissioned by Bureau Veritas | False | Hotel Assets (JMB) | 15
JMB-AHU-ALL | SBJ-JMB-AHU | Air Handling Units | AHUs for various zones/levels | Hotel Assets (JMB) | HVAC | AHU |  | Hotel JMB - Various |  |  |  |  | TBC (BV Inspected) | TBC |  | TBC | 24 | 08-Mar-2023 | 2023 |  |  |  | 20 |  | 18 | Good |  |  |  |  | Commissioned by Bureau Veritas | False | Hotel Assets (JMB) | 16
JMB-FCU-ALL | SBJ-JMB-FCU | Fan Coil Units | FCUs for various zones/levels | Hotel Assets (JMB) | HVAC | FCU |  | Hotel JMB - Various |  |  |  |  | TBC (BV Inspected) | TBC |  | TBC | 22 | 08-Mar-2023 | 2023 |  |  |  | 15 |  | 13 | Good |  |  |  |  | Commissioned by Bureau Veritas | False | Hotel Assets (JMB) | 17
JMB-PRES-001 | SBJ-JMB-PRES | Pressurization Units & Air Separators | For CHW Pump Room | Hotel Assets (JMB) | HVAC | Pressurization |  | Hotel JMB - CHW Pump Room |  |  |  |  | TBC (BV Inspected) | TBC |  | TBC | 1 | 08-Mar-2023 | 2023 |  |  |  | 20 |  | 18 | Good |  |  |  |  | Commissioned by Bureau Veritas | False | Hotel Assets (JMB) | 18
JMB-TR-001 | SBJ-JMB-TR-01 | Dry Type Transformer TR-01 | 2000 kVA Transformer | Hotel Assets (JMB) | Electrical | Transformer |  | Hotel JMB - Substation |  |  |  |  | TBC (BV Inspected) | TBC |  | 2000 kVA | 1 | 05-Mar-2023 | 2023 |  |  |  | 30 |  | 28 | Good |  |  |  |  | Commissioned by Bureau Veritas | False | Hotel Assets (JMB) | 19
JMB-TR-002 | SBJ-JMB-TR-02 | Dry Type Transformer TR-02 | 2000 kVA Transformer | Hotel Assets (JMB) | Electrical | Transformer |  | Hotel JMB - Substation |  |  |  |  | TBC (BV Inspected) | TBC |  | 2000 kVA | 1 | 05-Mar-2023 | 2023 |  |  |  | 30 |  | 28 | Good |  |  |  |  | Commissioned by Bureau Veritas | False | Hotel Assets (JMB) | 20
JMB-TR-003 | SBJ-JMB-TR-03 | Dry Type Transformer TR-03 | 2000 kVA Transformer | Hotel Assets (JMB) | Electrical | Transformer |  | Hotel JMB - Substation |  |  |  |  | TBC (BV Inspected) | TBC |  | 2000 kVA | 1 | 05-Mar-2023 | 2023 |  |  |  | 30 |  | 28 | Good |  |  |  |  | Commissioned by Bureau Veritas | False | Hotel Assets (JMB) | 21
JMB-TR-004 | SBJ-JMB-TR-04 | Dry Type Transformer TR-04 | 2000 kVA Transformer | Hotel Assets (JMB) | Electrical | Transformer |  | Hotel JMB - Substation |  |  |  |  | TBC (BV Inspected) | TBC |  | 2000 kVA | 1 | 05-Mar-2023 | 2023 |  |  |  | 30 |  | 28 | Good |  |  |  |  | Commissioned by Bureau Veritas | False | Hotel Assets (JMB) | 22
JMB-TR-005 | SBJ-JMB-TR-05 | Dry Type Transformer TR-05 | 2000 kVA Transformer | Hotel Assets (JMB) | Electrical | Transformer |  | Hotel JMB - Substation |  |  |  |  | TBC (BV Inspected) | TBC |  | 2000 kVA | 1 | 05-Mar-2023 | 2023 |  |  |  | 30 |  | 28 | Good |  |  |  |  | Commissioned by Bureau Veritas | False | Hotel Assets (JMB) | 23
JMB-RMU-001 | SBJ-JMB-RMU-01 | Ring Main Unit RMU-01 | 630A capacity RMU | Hotel Assets (JMB) | Electrical | RMU |  | Hotel JMB - Substation |  |  |  |  | TBC (BV Inspected) | TBC |  | 630A | 1 | 05-Mar-2023 | 2023 |  |  |  | 30 |  | 28 | Good |  |  |  |  | Commissioned by Bureau Veritas | False | Hotel Assets (JMB) | 24
JMB-RMU-002 | SBJ-JMB-RMU-02 | Ring Main Unit RMU-02 | 630A capacity RMU | Hotel Assets (JMB) | Electrical | RMU |  | Hotel JMB - Substation |  |  |  |  | TBC (BV Inspected) | TBC |  | 630A | 1 | 05-Mar-2023 | 2023 |  |  |  | 30 |  | 28 | Good |  |  |  |  | Commissioned by Bureau Veritas | False | Hotel Assets (JMB) | 25
JMB-RMU-003 | SBJ-JMB-RMU-03 | Ring Main Unit RMU-03 | 630A capacity RMU | Hotel Assets (JMB) | Electrical | RMU |  | Hotel JMB - Substation |  |  |  |  | TBC (BV Inspected) | TBC |  | 630A | 1 | 05-Mar-2023 | 2023 |  |  |  | 30 |  | 28 | Good |  |  |  |  | Commissioned by Bureau Veritas | False | Hotel Assets (JMB) | 26
JMB-RMU-004 | SBJ-JMB-RMU-04 | Ring Main Unit RMU-04 | 630A capacity RMU | Hotel Assets (JMB) | Electrical | RMU |  | Hotel JMB - Substation |  |  |  |  | TBC (BV Inspected) | TBC |  | 630A | 1 | 05-Mar-2023 | 2023 |  |  |  | 30 |  | 28 | Good |  |  |  |  | Commissioned by Bureau Veritas | False | Hotel Assets (JMB) | 27
JMB-RMU-005 | SBJ-JMB-RMU-05 | Ring Main Unit RMU-05 | 630A capacity RMU | Hotel Assets (JMB) | Electrical | RMU |  | Hotel JMB - Substation |  |  |  |  | TBC (BV Inspected) | TBC |  | 630A | 1 | 05-Mar-2023 | 2023 |  |  |  | 30 |  | 28 | Good |  |  |  |  | Commissioned by Bureau Veritas | False | Hotel Assets (JMB) | 28
JMB-UPS-001 | SBJ-JMB-UPS-01 | UPS System | 250KVA-200KW Uninterruptible Power Supply | Hotel Assets (JMB) | Electrical | UPS |  | Hotel JMB - Electrical Room |  |  |  |  | TBC | TBC |  | 250KVA-200KW | 1 | Oct-Dec 2021 (inspections) | 2019 |  |  |  | 15 |  | 11 | Good |  |  |  |  | O&M Manual provided | False | Hotel Assets (JMB) | 29
JMB-GEN-001 | SBJ-JMB-GEN-01 | Diesel Generator | Standby Generator for Hotel | Hotel Assets (JMB) | Electrical | Generator |  | Hotel JMB - Generator Room (1 BOH - 15A) |  |  |  |  | TBC | TBC |  | TBC | 1 | TBC | 2019 |  |  |  | 20 |  | 18 | Good |  |  |  |  | Vol 04B Part 01 - Make/Model/Capacity not in docs | False | Hotel Assets (JMB) | 30
JMB-LF-HG1 | SBJ-JMB-LF-HG1 | Passenger Lift HG1 | Guest Lift - 1600kg, 1.75m/s, 6 stops | Hotel Assets (JMB) | Lifts | Passenger Lift |  | Hotel JMB - Guest Area |  |  |  |  | OTIS | Gen2 Regen |  | 1600kg | 1 | 25-Apr-2022 | 2022 |  |  |  | 25 |  | 22 | Good |  |  |  |  | Installed by Bahwan Engineering | False | Hotel Assets (JMB) | 31
JMB-LF-HG2 | SBJ-JMB-LF-HG2 | Passenger Lift HG2 | Guest Lift - 1600kg, 1.75m/s, 6 stops | Hotel Assets (JMB) | Lifts | Passenger Lift |  | Hotel JMB - Guest Area |  |  |  |  | OTIS | Gen2 Regen |  | 1600kg | 1 | 25-Apr-2022 | 2022 |  |  |  | 25 |  | 22 | Good |  |  |  |  | Installed by Bahwan Engineering | False | Hotel Assets (JMB) | 32
JMB-LF-HG3 | SBJ-JMB-LF-HG3 | Passenger Lift HG3 | Guest Lift - 1600kg, 1.75m/s, 6 stops | Hotel Assets (JMB) | Lifts | Passenger Lift |  | Hotel JMB - Guest Area |  |  |  |  | OTIS | Gen2 Regen |  | 1600kg | 1 | 25-Apr-2022 | 2022 |  |  |  | 25 |  | 22 | Good |  |  |  |  | Installed by Bahwan Engineering | False | Hotel Assets (JMB) | 33
JMB-LF-HG4 | SBJ-JMB-LF-HG4 | Passenger Lift HG4 | Guest Lift - 1600kg, 1.75m/s, 6 stops | Hotel Assets (JMB) | Lifts | Passenger Lift |  | Hotel JMB - Guest Area |  |  |  |  | OTIS | Gen2 Regen |  | 1600kg | 1 | 25-Apr-2022 | 2022 |  |  |  | 25 |  | 22 | Good |  |  |  |  | Installed by Bahwan Engineering | False | Hotel Assets (JMB) | 34
JMB-LF-HG5 | SBJ-JMB-LF-HG5 | VIP Passenger Lift HG5 | VIP Lift - 1600kg, 1.75m/s, 2 stops | Hotel Assets (JMB) | Lifts | Passenger Lift |  | Hotel JMB - VIP Area |  |  |  |  | OTIS | Gen2 Regen |  | 1600kg | 1 | 25-Apr-2022 | 2022 |  |  |  | 25 |  | 22 | Good |  |  |  |  | Installed by Bahwan Engineering | False | Hotel Assets (JMB) | 35
JMB-LF-HG6 | SBJ-JMB-LF-HG6 | Roof Garden Lift HG6 | Roof Garden Lift - 1600kg, 1.75m/s, 4 stops | Hotel Assets (JMB) | Lifts | Passenger Lift |  | Hotel JMB - Roof Garden |  |  |  |  | OTIS | Gen2 Regen |  | 1600kg | 1 | 25-Apr-2022 | 2022 |  |  |  | 25 |  | 22 | Good |  |  |  |  | Installed by Bahwan Engineering | False | Hotel Assets (JMB) | 36
JMB-LF-HS1 | SBJ-JMB-LF-HS1 | Service Lift HS1 | Service Lift - 2000kg, 1.75m/s, 6 stops | Hotel Assets (JMB) | Lifts | Service Lift |  | Hotel JMB - BOH |  |  |  |  | OTIS | Gen2 Premier |  | 2000kg | 1 | 25-Apr-2022 | 2022 |  |  |  | 25 |  | 22 | Good |  |  |  |  | Installed by Bahwan Engineering | False | Hotel Assets (JMB) | 37
JMB-LF-HS2 | SBJ-JMB-LF-HS2 | Service Lift HS2 | Service Lift - 2000kg, 1.75m/s, 6 stops | Hotel Assets (JMB) | Lifts | Service Lift |  | Hotel JMB - BOH |  |  |  |  | OTIS | Gen2 Premier |  | 2000kg | 1 | 25-Apr-2022 | 2022 |  |  |  | 25 |  | 22 | Good |  |  |  |  | Installed by Bahwan Engineering | False | Hotel Assets (JMB) | 38
JMB-LF-HS3 | SBJ-JMB-LF-HS3 | Service Lift HS3 | Service Lift - 2000kg, 1.75m/s, 7 stops | Hotel Assets (JMB) | Lifts | Service Lift |  | Hotel JMB - BOH |  |  |  |  | OTIS | Gen2 Premier |  | 2000kg | 1 | 25-Apr-2022 | 2022 |  |  |  | 25 |  | 22 | Good |  |  |  |  | Installed by Bahwan Engineering | False | Hotel Assets (JMB) | 39
JMB-LF-HS4 | SBJ-JMB-LF-HS4 | Refuse Lift HS4 | Refuse Lift - 630kg, 1.75m/s, 7 stops | Hotel Assets (JMB) | Lifts | Service Lift |  | Hotel JMB - BOH |  |  |  |  | OTIS | Gen2 Regen |  | 630kg | 1 | 25-Apr-2022 | 2022 |  |  |  | 25 |  | 22 | Good |  |  |  |  | Installed by Bahwan Engineering | False | Hotel Assets (JMB) | 40
JMB-LF-SG1 | SBJ-JMB-LF-SG1 | SPA Lift SG1 | SPA Lift - 800kg, 1.00m/s, 2 stops | Hotel Assets (JMB) | Lifts | Passenger Lift |  | Hotel JMB - SPA |  |  |  |  | OTIS | Gen2 Regen |  | 800kg | 1 | 25-Apr-2022 | 2022 |  |  |  | 25 |  | 22 | Good |  |  |  |  | Installed by Bahwan Engineering | False | Hotel Assets (JMB) | 41
JMB-LF-SG2 | SBJ-JMB-LF-SG2 | SPA Lift SG2 | SPA Lift - 1000kg, 1.00m/s, 3 stops | Hotel Assets (JMB) | Lifts | Passenger Lift |  | Hotel JMB - SPA |  |  |  |  | OTIS | Gen2 Comfort |  | 1000kg | 1 | 25-Apr-2022 | 2022 |  |  |  | 25 |  | 22 | Good |  |  |  |  | Installed by Bahwan Engineering | False | Hotel Assets (JMB) | 42
JMB-LF-HV1 | SBJ-JMB-LF-HV1 | Valet Lift HV1 | Valet Lift - 800kg, 1.75m/s, 3 stops | Hotel Assets (JMB) | Lifts | Passenger Lift |  | Hotel JMB - Valet |  |  |  |  | OTIS | Gen2 Regen |  | 800kg | 1 | 25-Apr-2022 | 2022 |  |  |  | 25 |  | 22 | Good |  |  |  |  | Installed by Bahwan Engineering | False | Hotel Assets (JMB) | 43
JMB-DW-001 | SBJ-JMB-DW-01 | Dumbwaiter DW1 | Clean Food Delivery - 200kg, 0.30m/s | Hotel Assets (JMB) | Lifts | Dumbwaiter |  | Hotel JMB - Kitchen |  |  |  |  | SKG/Metallschneider | ISO-D |  | 200kg | 1 | 25-Apr-2022 | 2022 |  |  |  | 20 |  | 22 | Good |  |  |  |  | Installed by Bahwan Engineering | False | Hotel Assets (JMB) | 44
JMB-DW-002 | SBJ-JMB-DW-02 | Dumbwaiter DW2 | Dirty Service/Return - 200kg, 0.30m/s | Hotel Assets (JMB) | Lifts | Dumbwaiter |  | Hotel JMB - Kitchen |  |  |  |  | SKG/Metallschneider | ISO-A |  | 200kg | 1 | 25-Apr-2022 | 2022 |  |  |  | 20 |  | 22 | Good |  |  |  |  | Installed by Bahwan Engineering | False | Hotel Assets (JMB) | 45
JMB-PLMB-001 | SBJ-JMB-PLMB | Plumbing & Drainage System | Complete plumbing and drainage system | Hotel Assets (JMB) | Plumbing | System |  | Hotel JMB - All Areas |  |  |  |  | TBC | TBC |  | TBC | 1 | TBC | 2019 |  |  |  | 30 |  | 28 | Good |  |  |  |  | Parts 01-03 | False | Hotel Assets (JMB) | 46
JMB-LPG-001 | SBJ-JMB-LPG | LPG System | LPG gas system for kitchen | Hotel Assets (JMB) | Plumbing | LPG |  | Hotel JMB - Kitchen |  |  |  |  | TBC | TBC |  | TBC | 1 | TBC | 2019 |  |  |  | 25 |  | 23 | Good |  |  |  |  | Part 04 | False | Hotel Assets (JMB) | 47
JMB-BMS-001 | SBJ-JMB-BMS | Building Management System | BMS for hotel automation | Hotel Assets (JMB) | ELV | BMS |  | Hotel JMB - Control Room |  |  |  |  | TBC | TBC |  | TBC | 1 | TBC | 2019 |  |  |  | 15 |  | 13 | Good |  |  |  |  | Integrated system | False | Hotel Assets (JMB) | 48
JMB-GRMS-001 | SBJ-JMB-GRMS | Guest Room Management System | GRMS for guest rooms | Hotel Assets (JMB) | ELV | GRMS |  | Hotel JMB - Guest Rooms |  |  |  |  | TBC | TBC |  | TBC | 1 | TBC | 2019 |  |  |  | 15 |  | 13 | Good |  |  |  |  | Connected to door hardware | False | Hotel Assets (JMB) | 49
JMB-IPTV-001 | SBJ-JMB-IPTV | IPTV System | In-room entertainment system | Hotel Assets (JMB) | ELV | IPTV |  | Hotel JMB - Guest Rooms |  |  |  |  | TBC | TBC |  | TBC | 1 | TBC | 2019 |  |  |  | 10 |  | 8 | Good | [5 empty] | False | Hotel Assets (JMB) | 50
JMB-LAN-001 | SBJ-JMB-LAN | Local Area Network System | IT network infrastructure | Hotel Assets (JMB) | ELV | Network |  | Hotel JMB - All Areas |  |  |  |  | Belden/Corning | CAT6/GSN312 |  | TBC | 1 | Oct-2021 | 2021 |  |  |  | 15 |  | 12 | Good |  |  |  |  | Structured Cabling by Drake & Scull | False | Hotel Assets (JMB) | 51
JMB-AV-001 | SBJ-JMB-AV | Audio Visual System | AV equipment for public areas | Hotel Assets (JMB) | ELV | AV |  | Hotel JMB - Public Areas |  |  |  |  | MDB/Arabian Switchgear | TBC |  | TBC | 1 | TBC | 2019 |  |  |  | 15 |  | 13 | Good | [5 empty] | False | Hotel Assets (JMB) | 52
JMB-LTG-001 | SBJ-JMB-LTG | Lighting Control System | Lighting control for all areas | Hotel Assets (JMB) | Electrical | Lighting |  | Hotel JMB - All Areas |  |  |  |  | TBC | TBC |  | TBC | 1 | TBC | 2019 |  |  |  | 15 |  | 13 | Good | [5 empty] | False | Hotel Assets (JMB) | 53
JMB-CBS-001 | SBJ-JMB-CBS | Central Battery System | Emergency lighting battery system | Hotel Assets (JMB) | Electrical | Emergency Lighting |  | Hotel JMB - Electrical Room |  |  |  |  | TBC | TBC |  | TBC | 1 | TBC | 2019 |  |  |  | 10 |  | 8 | Good | [5 empty] | False | Hotel Assets (JMB) | 54
JMB-KIT-001 | SBJ-JMB-KIT | Kitchen Equipment | Commercial kitchen equipment | Hotel Assets (JMB) | Equipment | Kitchen |  | Hotel JMB - Kitchen |  |  |  |  | Al-Ansari Kitchen | TBC |  | TBC | 1 | TBC | 2019 |  |  |  | 15 |  | 13 | Good | [5 empty] | False | Hotel Assets (JMB) | 55
JMB-LCH-001 | SBJ-JMB-LCH | Linen Chute System | Linen collection chute | Hotel Assets (JMB) | Equipment | Linen Chute |  | Hotel JMB - Housekeeping |  |  |  |  | Al-Ansari Linen Chute | TBC |  | TBC | 1 | TBC | 2019 |  |  |  | 25 |  | 23 | Good | [5 empty] | False | Hotel Assets (JMB) | 56
JMB-SPA-001 | SBJ-JMB-SPA | SPA Equipment & FF&E | SPA equipment and fixtures | Hotel Assets (JMB) | Equipment | SPA |  | Hotel JMB - SPA |  |  |  |  | Absolute Pools | TBC |  | TBC | 1 | TBC | 2019 |  |  |  | 15 |  | 13 | Good | [5 empty] | False | Hotel Assets (JMB) | 57
JMB-POOL-001 | SBJ-JMB-POOL | Swimming Pool & Water Features | Pool circulation, chemical dosing, filters, fire bowls | Hotel Assets (JMB) | Equipment | Pool |  | Hotel JMB - Pool Area |  |  |  |  | Al Ansari/Grand Effects | TBC |  | TBC | 1 | May-2022 | 2022 |  |  |  | 20 |  | 17 | Good |  |  |  |  | 1-year warranty from 24/05/2022 | False | Hotel Assets (JMB) | 58
JMB-WIN-001 | SBJ-JMB-WIN | Aluminium Windows & Curtain Wall | Windows, sliding doors, curtain walls, balustrades | Hotel Assets (JMB) | Architectural | Glazing |  | Hotel JMB - Exterior |  |  |  |  | Modern Aluminium | TBC |  | TBC | 1 | TBC | 2019 |  |  |  | 40 |  | 38 | Good |  |  |  |  | Includes bi-fold, sliding doors | False | Hotel Assets (JMB) | 59
JMB-MTL-001 | SBJ-JMB-MTL | Metal Works | Louvers, laser cut panels, handrails | Hotel Assets (JMB) | Architectural | Metalwork |  | Hotel JMB - Various |  |  |  |  | BITC | TBC |  | TBC | 1 | TBC | 2019 |  |  |  | 30 |  | 28 | Good | [5 empty] | False | Hotel Assets (JMB) | 60
JMB-STONE-001 | SBJ-JMB-STONE | Marble, Tiles, Granite & Natural Stone | Carrara, Silver marble, granite, ceramic tiles | Hotel Assets (JMB) | Architectural | Flooring/Finishes |  | Hotel JMB - FOH/BOH |  |  |  |  | Aram/Shamel/MAHD | Various |  | TBC | 1 | TBC | 2019 |  |  |  | 40 |  | 38 | Good |  |  |  |  | Health Club, FOH, BOH areas | False | Hotel Assets (JMB) | 61
JMB-WOOD-001 | SBJ-JMB-WOOD | Engineered Timber Flooring | TB-02, TB-06, TB-03 timber flooring | Hotel Assets (JMB) | Architectural | Flooring |  | Hotel JMB - Suites/Villas |  |  |  |  | Shamel/Quick Step/Unilin | TB-02/06/03 |  | TBC | 1 | TBC | 2019 |  |  |  | 25 |  | 23 | Good |  |  |  |  | Suites, Villas, Lounge | False | Hotel Assets (JMB) | 62
JMB-DOOR-001 | SBJ-JMB-DOOR | External Wooden Doors | Villa external doors with hardware | Hotel Assets (JMB) | Architectural | Doors |  | Hotel JMB - Villas |  |  |  |  | Global Woodwork LLC | TBC |  | TBC | 1 | TBC | 2019 |  |  |  | 30 |  | 28 | Good |  |  |  |  | KCC hardware connected to GRMS | False | Hotel Assets (JMB) | 63
JMB-SHUT-001 | SBJ-JMB-SHUT | Rolling Shutters | Rolling shutters for BOH | Hotel Assets (JMB) | Architectural | Shutters |  | Hotel JMB - BOH |  |  |  |  | Dosteen | TBC |  | TBC | 1 | TBC | 2019 |  |  |  | 20 |  | 18 | Good | [5 empty] | False | Hotel Assets (JMB) | 64
JMB-SIGN-001 | SBJ-JMB-SIGN | Signage & Wayfinding | Hotel signage system | Hotel Assets (JMB) | Architectural | Signage |  | Hotel JMB - All Areas |  |  |  |  | Prime International | TBC |  | TBC | 1 | TBC | 2019 |  |  |  | 15 |  | 13 | Good | [5 empty] | False | Hotel Assets (JMB) | 65
JMB-LAND-001 | SBJ-JMB-LAND | Landscape & Irrigation | Landscaping and irrigation works | Hotel Assets (JMB) | Landscape | Irrigation |  | Hotel JMB - Exterior |  |  |  |  | Om Green | TBC |  | TBC | 1 | TBC | 2019 |  |  |  | 20 |  | 18 | Good | [5 empty] | False | Hotel Assets (JMB) | 66
JMB-TENNIS-001 | SBJ-JMB-TENNIS | Tennis Court Flooring | Tennis court surface | Hotel Assets (JMB) | Architectural | Sports Flooring |  | Hotel JMB - Tennis Court |  |  |  |  | TBC | TBC |  | TBC | 1 | TBC | 2019 |  |  |  | 15 |  | 13 | Good | [5 empty] | False | Hotel Assets (JMB) | 67
NEW-ELEC-0001 | MB-ELEC-0001 | 11kV/0.4kV Distribution Transformers (1000 kVA) | BOQ ref X900.3 — only Hotel transformers are registered; infra transformers missing | Electrical | Power Distribution | [6 empty] | Infrastructure-wide (Zones 3, 5, 8) |  |  |  |  | Multiple (6+ substations referenced in BOQ) |  | 2017 | QUARTERLY |  | Yes | 30 |  |  | TBD - Survey Required | TO VERIFY |  |  | Muscat Bay | ⚠ NEW — Added from BOQ cross-reference 2026-04-16 |  | BOQ Cross-Reference
NEW-ELEC-0002 | MB-ELEC-0002 | Main Feeder Pillars (FP-series) | BOQ ref X900.5 — only 3 feeder pillars + 1 VS pillar registered, BOQ shows many more | Electrical | Power Distribution | [6 empty] | Infrastructure-wide |  |  |  |  | 6+ (FP 014/3, etc.) |  | 2017 | QUARTERLY |  | Yes | 25 |  |  | TBD - Survey Required | TO VERIFY |  |  | Muscat Bay | ⚠ NEW — Added from BOQ cross-reference 2026-04-16 |  | BOQ Cross-Reference
NEW-ELEC-0003 | MB-ELEC-0003 | Mini Feeder Pillars (TZ-series) | BOQ refs X900.7-10, 8.1 — none registered | Electrical | Power Distribution | [6 empty] | Infrastructure-wide (Zones 3, 5, 8, 14, 16) |  |  |  |  | 15+ (TZ 014/1-4, TZ 016/2, plus 6-way mini pillars) |  | 2017 | QUARTERLY |  | Yes | 25 |  |  | TBD - Survey Required | TO VERIFY |  |  | Muscat Bay | ⚠ NEW — Added from BOQ cross-reference 2026-04-16 |  | BOQ Cross-Reference
NEW-ELEC-0004 | MB-ELEC-0004 | 11kV Ring Main Units (RMU) | BOQ ref X900.2 — substation infrastructure implies RMUs | Electrical | HV Switchgear | [6 empty] | Infrastructure-wide |  |  |  |  | Multiple (implied by 11kV network) |  | 2017 | QUARTERLY |  | Yes | 30 |  |  | TBD - Survey Required | TO VERIFY |  |  | Muscat Bay | ⚠ NEW — Added from BOQ cross-reference 2026-04-16 |  | BOQ Cross-Reference
NEW-ELEC-0005 | MB-ELEC-0005 | Street Light Poles (6m & 9m) | Bill 3 (OMR 344,931) — street lights not individually registered | Electrical | External Lighting | [6 empty] | Infrastructure roads |  |  |  |  | 344,931 OMR street lighting bill (est. 200+ poles) |  | 2017 | QUARTERLY |  | Yes | 20 |  |  | TBD - Survey Required | TO VERIFY |  |  | Muscat Bay | ⚠ NEW — Added from BOQ cross-reference 2026-04-16 |  | BOQ Cross-Reference
NEW-MECH-0006 | MB-MECH-0006 | Bulk Water Meters | BOQ ref X900.6 — bulk meters at substations | Mechanical & Plumbing | Metering | [6 empty] | Infrastructure-wide |  |  |  |  | Multiple |  | 2017 | QUARTERLY |  | Yes | 15 |  |  | TBD - Survey Required | TO VERIFY |  |  | Muscat Bay | ⚠ NEW — Added from BOQ cross-reference 2026-04-16 |  | BOQ Cross-Reference
NEW-MECH-0007 | MB-MECH-0007 | Irrigation Pump Stations | Bill 8 — pump rooms, valve chambers not individually registered | Mechanical & Plumbing | Irrigation | [6 empty] | Infrastructure-wide |  |  |  |  | Bill 8 OMR 332,282 pump room & valve chamber |  | 2017 | MONTHLY |  | Yes | 15 |  |  | TBD - Survey Required | TO VERIFY |  |  | Muscat Bay | ⚠ NEW — Added from BOQ cross-reference 2026-04-16 |  | BOQ Cross-Reference
NEW-MECH-0008 | MB-MECH-0008 | Irrigation Controllers & Remote Control Valves | Bill 7 — solenoid valves, controllers (only 1 VS controller registered) | Mechanical & Plumbing | Irrigation Controls | [6 empty] | Infrastructure-wide |  |  |  |  | Bill 7 OMR 385,992 irrigation works |  | 2017 | MONTHLY |  | Yes | 15 |  |  | TBD - Survey Required | TO VERIFY |  |  | Muscat Bay | ⚠ NEW — Added from BOQ cross-reference 2026-04-16 |  | BOQ Cross-Reference
NEW-MECH-0009 | MB-MECH-0009 | Fire Hydrants | Fire hydrants along roads — not registered | Mechanical & Plumbing | Fire Safety | [6 empty] | Infrastructure-wide |  |  |  |  | Within Bill 6 (Water Services OMR 476,162) |  | 2017 | SEMI-ANNUAL |  | Yes | 25 |  |  | TBD - Survey Required | TO VERIFY |  |  | Muscat Bay | ⚠ NEW — Added from BOQ cross-reference 2026-04-16 |  | BOQ Cross-Reference
NEW-ELEC-0010 | MB-ELEC-0010 | Telecom Duct Network & Manholes | Telecom ducts, manholes, cabinets — not registered | Electrical | Telecom Infrastructure | [6 empty] | Infrastructure-wide |  |  |  |  | Bill 10 OMR 217,374 telecom works |  | 2017 | SEMI-ANNUAL |  | Yes | 40 |  |  | TBD - Survey Required | TO VERIFY |  |  | Muscat Bay | ⚠ NEW — Added from BOQ cross-reference 2026-04-16 |  | BOQ Cross-Reference
NEW-CIVIL-0011 | MB-CIVIL-0011 | Surface Water Drainage Culverts & Manholes | Culverts, stormwater manholes — not registered | Civil | Drainage | [6 empty] | Infrastructure-wide |  |  |  |  | Bill 9 OMR 57,044 + Bill 11A OMR 38,890 culvert |  | 2017 | SEMI-ANNUAL |  | Yes | 50 |  |  | TBD - Survey Required | TO VERIFY |  |  | Muscat Bay | ⚠ NEW — Added from BOQ cross-reference 2026-04-16 |  | BOQ Cross-Reference
NEW-ELEC-0012 | MB-ELEC-0012 | Zone 3 Common Area Distribution Boards | Common-area DBs serving shared lighting, irrigation — MC responsibility per RFS scope | Electrical | Power Distribution | [6 empty] | Zone 3A & 3B |  |  |  |  | Multiple per villa cluster |  | 2018 | QUARTERLY |  | Yes | 25 |  |  | TBD - Survey Required | TO VERIFY |  |  | Muscat Bay | ⚠ NEW — Added from BOQ cross-reference 2026-04-16 |  | BOQ Cross-Reference
NEW-ELEC-0013 | MB-ELEC-0013 | Zone 3 Common Area Bulk Meters | MC-owned meters for common area power | Electrical | Metering | [6 empty] | Zone 3A & 3B |  |  |  |  | Multiple |  | 2018 | QUARTERLY |  | Yes | 15 |  |  | TBD - Survey Required | TO VERIFY |  |  | Muscat Bay | ⚠ NEW — Added from BOQ cross-reference 2026-04-16 |  | BOQ Cross-Reference
NEW-ELEC-0014 | MB-ELEC-0014 | Zone 5 & 8 Common Area Distribution Boards | MC-scope common area electrical | Electrical | Power Distribution | [6 empty] | Zone 5 & 8 |  |  |  |  | Multiple |  | 2019 | QUARTERLY |  | Yes | 25 |  |  | TBD - Survey Required | TO VERIFY |  |  | Muscat Bay | ⚠ NEW — Added from BOQ cross-reference 2026-04-16 |  | BOQ Cross-Reference
NEW-CIVIL-0015 | MB-CIVIL-0015 | Pedestrian Directional Sign (MB-P10) | Only 2 generic 'signage' entries in register (VS + Hotel); no individual signs registered | Civil | Signage & Wayfinding | [6 empty] | Site-wide |  |  |  |  | 1 |  | 2018 | SEMI-ANNUAL |  | Yes | 15 |  |  | TBD - Survey Required | TO VERIFY |  |  | Muscat Bay | ⚠ NEW — Added from BOQ cross-reference 2026-04-16 |  | BOQ Cross-Reference
NEW-CIVIL-0016 | MB-CIVIL-0016 | Pedestrian Rules & Regulation Sign (MB-P20) | Only 2 generic 'signage' entries in register (VS + Hotel); no individual signs registered | Civil | Signage & Wayfinding | [6 empty] | Site-wide |  |  |  |  | 3 |  | 2018 | SEMI-ANNUAL |  | Yes | 15 |  |  | TBD - Survey Required | TO VERIFY |  |  | Muscat Bay | ⚠ NEW — Added from BOQ cross-reference 2026-04-16 |  | BOQ Cross-Reference
NEW-CIVIL-0017 | MB-CIVIL-0017 | Pedestrian Regulation Sign (MB-P30) | Only 2 generic 'signage' entries in register (VS + Hotel); no individual signs registered | Civil | Signage & Wayfinding | [6 empty] | Site-wide |  |  |  |  | 2 |  | 2018 | SEMI-ANNUAL |  | Yes | 15 |  |  | TBD - Survey Required | TO VERIFY |  |  | Muscat Bay | ⚠ NEW — Added from BOQ cross-reference 2026-04-16 |  | BOQ Cross-Reference
NEW-CIVIL-0018 | MB-CIVIL-0018 | Vehicular Directional Sign Big (MB-V10) | Only 2 generic 'signage' entries in register (VS + Hotel); no individual signs registered | Civil | Signage & Wayfinding | [6 empty] | Site-wide |  |  |  |  | 8 |  | 2018 | SEMI-ANNUAL |  | Yes | 15 |  |  | TBD - Survey Required | TO VERIFY |  |  | Muscat Bay | ⚠ NEW — Added from BOQ cross-reference 2026-04-16 |  | BOQ Cross-Reference
NEW-CIVIL-0019 | MB-CIVIL-0019 | Vehicular Directional Sign Small (MB-V20) | Only 2 generic 'signage' entries in register (VS + Hotel); no individual signs registered | Civil | Signage & Wayfinding | [6 empty] | Site-wide |  |  |  |  | 5 |  | 2018 | SEMI-ANNUAL |  | Yes | 15 |  |  | TBD - Survey Required | TO VERIFY |  |  | Muscat Bay | ⚠ NEW — Added from BOQ cross-reference 2026-04-16 |  | BOQ Cross-Reference
NEW-CIVIL-0020 | MB-CIVIL-0020 | Vehicular Welcome Sign (MB-V30) | Only 2 generic 'signage' entries in register (VS + Hotel); no individual signs registered | Civil | Signage & Wayfinding | [6 empty] | Site-wide |  |  |  |  | 7 |  | 2018 | SEMI-ANNUAL |  | Yes | 15 |  |  | TBD - Survey Required | TO VERIFY |  |  | Muscat Bay | ⚠ NEW — Added from BOQ cross-reference 2026-04-16 |  | BOQ Cross-Reference
NEW-CIVIL-0021 | MB-CIVIL-0021 | Vehicular Welcome Sign Wall Mounted (MB-V31) | Only 2 generic 'signage' entries in register (VS + Hotel); no individual signs registered | Civil | Signage & Wayfinding | [6 empty] | Site-wide |  |  |  |  | 10 |  | 2018 | SEMI-ANNUAL |  | Yes | 15 |  |  | TBD - Survey Required | TO VERIFY |  |  | Muscat Bay | ⚠ NEW — Added from BOQ cross-reference 2026-04-16 |  | BOQ Cross-Reference
NEW-CIVIL-0022 | MB-CIVIL-0022 | Vehicular Directional Sign (MB-V40) | Only 2 generic 'signage' entries in register (VS + Hotel); no individual signs registered | Civil | Signage & Wayfinding | [6 empty] | Site-wide |  |  |  |  | 6 |  | 2018 | SEMI-ANNUAL |  | Yes | 15 |  |  | TBD - Survey Required | TO VERIFY |  |  | Muscat Bay | ⚠ NEW — Added from BOQ cross-reference 2026-04-16 |  | BOQ Cross-Reference
NEW-CIVIL-0023 | MB-CIVIL-0023 | Street Name Sign (MB-V60) | Only 2 generic 'signage' entries in register (VS + Hotel); no individual signs registered | Civil | Signage & Wayfinding | [6 empty] | Site-wide |  |  |  |  | 25 |  | 2018 | SEMI-ANNUAL |  | Yes | 15 |  |  | TBD - Survey Required | TO VERIFY |  |  | Muscat Bay | ⚠ NEW — Added from BOQ cross-reference 2026-04-16 |  | BOQ Cross-Reference
NEW-CIVIL-0024 | MB-CIVIL-0024 | Zone 3 Villa Sign (MB-VL3) | Only 2 generic 'signage' entries in register (VS + Hotel); no individual signs registered | Civil | Signage & Wayfinding | [6 empty] | Site-wide |  |  |  |  | 43 |  | 2018 | SEMI-ANNUAL |  | Yes | 15 |  |  | TBD - Survey Required | TO VERIFY |  |  | Muscat Bay | ⚠ NEW — Added from BOQ cross-reference 2026-04-16 |  | BOQ Cross-Reference
NEW-CIVIL-0025 | MB-CIVIL-0025 | Zone 5 Villa Sign (MB-VL5) | Only 2 generic 'signage' entries in register (VS + Hotel); no individual signs registered | Civil | Signage & Wayfinding | [6 empty] | Site-wide |  |  |  |  | 33 |  | 2018 | SEMI-ANNUAL |  | Yes | 15 |  |  | TBD - Survey Required | TO VERIFY |  |  | Muscat Bay | ⚠ NEW — Added from BOQ cross-reference 2026-04-16 |  | BOQ Cross-Reference
NEW-CIVIL-0026 | MB-CIVIL-0026 | Zone 8 Villa Sign (MB-VL8) | Only 2 generic 'signage' entries in register (VS + Hotel); no individual signs registered | Civil | Signage & Wayfinding | [6 empty] | Site-wide |  |  |  |  | 22 |  | 2018 | SEMI-ANNUAL |  | Yes | 15 |  |  | TBD - Survey Required | TO VERIFY |  |  | Muscat Bay | ⚠ NEW — Added from BOQ cross-reference 2026-04-16 |  | BOQ Cross-Reference
NEW-CIVIL-0027 | MB-CIVIL-0027 | Safa-1 Villa Sign (MB-SV1) | Only 2 generic 'signage' entries in register (VS + Hotel); no individual signs registered | Civil | Signage & Wayfinding | [6 empty] | Site-wide |  |  |  |  | 12 |  | 2018 | SEMI-ANNUAL |  | Yes | 15 |  |  | TBD - Survey Required | TO VERIFY |  |  | Muscat Bay | ⚠ NEW — Added from BOQ cross-reference 2026-04-16 |  | BOQ Cross-Reference
NEW-CIVIL-0028 | MB-CIVIL-0028 | Safa-2 Villa Sign (MB-SV2) | Only 2 generic 'signage' entries in register (VS + Hotel); no individual signs registered | Civil | Signage & Wayfinding | [6 empty] | Site-wide |  |  |  |  | 9 |  | 2018 | SEMI-ANNUAL |  | Yes | 15 |  |  | TBD - Survey Required | TO VERIFY |  |  | Muscat Bay | ⚠ NEW — Added from BOQ cross-reference 2026-04-16 |  | BOQ Cross-Reference
NEW-CIVIL-0029 | MB-CIVIL-0029 | Apartment Identification Sign (MB-APT10) | Only 2 generic 'signage' entries in register (VS + Hotel); no individual signs registered | Civil | Signage & Wayfinding | [6 empty] | Site-wide |  |  |  |  | 162 |  | 2018 | SEMI-ANNUAL |  | Yes | 15 |  |  | TBD - Survey Required | TO VERIFY |  |  | Muscat Bay | ⚠ NEW — Added from BOQ cross-reference 2026-04-16 |  | BOQ Cross-Reference
NEW-CIVIL-0030 | MB-CIVIL-0030 | Staff Room Identification Sign (MB-ST10) | Only 2 generic 'signage' entries in register (VS + Hotel); no individual signs registered | Civil | Signage & Wayfinding | [6 empty] | Site-wide |  |  |  |  | 191 |  | 2018 | SEMI-ANNUAL |  | Yes | 15 |  |  | TBD - Survey Required | TO VERIFY |  |  | Muscat Bay | ⚠ NEW — Added from BOQ cross-reference 2026-04-16 |  | BOQ Cross-Reference
NEW-CIVIL-0031 | MB-CIVIL-0031 | Block/Building Identification Sign (MB-ST20) | Only 2 generic 'signage' entries in register (VS + Hotel); no individual signs registered | Civil | Signage & Wayfinding | [6 empty] | Site-wide |  |  |  |  | 35 |  | 2018 | SEMI-ANNUAL |  | Yes | 15 |  |  | TBD - Survey Required | TO VERIFY |  |  | Muscat Bay | ⚠ NEW — Added from BOQ cross-reference 2026-04-16 |  | BOQ Cross-Reference
NEW-CIVIL-0032 | MB-CIVIL-0032 | Irish Crossing Sign (MB-CS10) | Only 2 generic 'signage' entries in register (VS + Hotel); no individual signs registered | Civil | Signage & Wayfinding | [6 empty] | Site-wide |  |  |  |  | 2 |  | 2018 | SEMI-ANNUAL |  | Yes | 15 |  |  | TBD - Survey Required | TO VERIFY |  |  | Muscat Bay | ⚠ NEW — Added from BOQ cross-reference 2026-04-16 |  | BOQ Cross-Reference
NEW-CIVIL-0033 | MB-CIVIL-0033 | Staff Room Service ID Sign (MB-ST11) | Only 2 generic 'signage' entries in register (VS + Hotel); no individual signs registered | Civil | Signage & Wayfinding | [6 empty] | Site-wide |  |  |  |  | 102 |  | 2018 | SEMI-ANNUAL |  | Yes | 15 |  |  | TBD - Survey Required | TO VERIFY |  |  | Muscat Bay | ⚠ NEW — Added from BOQ cross-reference 2026-04-16 |  | BOQ Cross-Reference
NEW-ELEC-0034 | MB-ELEC-0034 | STP Admin Building Electrical Distribution Board | Bill 3 — main DB for admin building | Electrical | Power Distribution | [6 empty] | STP |  |  |  |  | 1 |  | 2020 | QUARTERLY |  | Yes | 25 |  |  | TBD - Survey Required | TO VERIFY |  |  | Muscat Bay | ⚠ NEW — Added from BOQ cross-reference 2026-04-16 |  | BOQ Cross-Reference
NEW-ELEC-0035 | MB-ELEC-0035 | STP Diesel Generator | Bill 3 section G — DG set testing/commissioning | Electrical | Power Generation | [6 empty] | STP |  |  |  |  | 1 |  | 2020 | MONTHLY |  | Yes | 20 |  |  | TBD - Survey Required | TO VERIFY |  |  | Muscat Bay | ⚠ NEW — Added from BOQ cross-reference 2026-04-16 |  | BOQ Cross-Reference
NEW-HVAC-0036 | MB-HVAC-0036 | Staff Accommodation Split AC Units | BOQ has extensive HVAC scope across 8 buildings — not fully registered | HVAC | Air Conditioning | [6 empty] | Staff Accommodation |  |  |  |  | Multiple buildings (B1-B8), est. 150+ units |  | 2018 | QUARTERLY |  | Yes | 12 |  |  | TBD - Survey Required | TO VERIFY |  |  | Muscat Bay | ⚠ NEW — Added from BOQ cross-reference 2026-04-16 |  | BOQ Cross-Reference
NEW-MECH-0037 | MB-MECH-0037 | Staff Accommodation Water Heaters | Plumbing BOQ includes water heaters | Mechanical & Plumbing | Water Heating | [6 empty] | Staff Accommodation |  |  |  |  | Multiple per building |  | 2018 | QUARTERLY |  | Yes | 10 |  |  | TBD - Survey Required | TO VERIFY |  |  | Muscat Bay | ⚠ NEW — Added from BOQ cross-reference 2026-04-16 |  | BOQ Cross-Reference
NEW-ELEC-0038 | MB-ELEC-0038 | Staff Accommodation Fire Alarm Panels | Fire detection systems in BOQ | Electrical | Fire & Safety | [6 empty] | Staff Accommodation |  |  |  |  | 1 per building (8 buildings) |  | 2018 | QUARTERLY |  | Yes | 15 |  |  | TBD - Survey Required | TO VERIFY |  |  | Muscat Bay | ⚠ NEW — Added from BOQ cross-reference 2026-04-16 |  | BOQ Cross-Reference
NEW-ELEC-0039 | MB-ELEC-0039 | Staff Accommodation Electrical Distribution Boards | Electrical BOQ has main DBs and sub-DBs | Electrical | Power Distribution | [6 empty] | Staff Accommodation |  |  |  |  | Multiple per building |  | 2018 | QUARTERLY |  | Yes | 25 |  |  | TBD - Survey Required | TO VERIFY |  |  | Muscat Bay | ⚠ NEW — Added from BOQ cross-reference 2026-04-16 |  | BOQ Cross-Reference
NEW-LIFT-0040 | MB-LIFT-0040 | Staff Accommodation Lifts/Elevators | BOQ includes lift installations — check if in Lifts & Transport discipline | Lifts & Transport | Vertical Transport | [6 empty] | Staff Accommodation |  |  |  |  | 2-3 (multi-story buildings) |  | 2018 | QUARTERLY |  | Yes | 20 |  |  | TBD - Survey Required | TO VERIFY |  |  | Muscat Bay | ⚠ NEW — Added from BOQ cross-reference 2026-04-16 |  | BOQ Cross-Reference
NEW-MECH-0041 | MB-MECH-0041 | Main Entrance Water Feature (2 units, 8950x7850mm each) | BOQ ref 2/3/A — 2 water features at OMR 23,606 each — NOT registered | Mechanical & Plumbing | Water Features | [6 empty] | Entrance Statement |  |  |  |  | 2 |  | 2017 | WEEKLY |  | Yes | 20 |  |  | TBD - Survey Required | TO VERIFY |  |  | Muscat Bay | ⚠ NEW — Added from BOQ cross-reference 2026-04-16 |  | BOQ Cross-Reference
NEW-ELEC-0042 | MB-ELEC-0042 | Entrance Landscape Lighting — Tree Uplighters | BOQ ref 5/1/A — 24 tree uplighters | Electrical | External Lighting | [6 empty] | Entrance Statement |  |  |  |  | 24 |  | 2017 | QUARTERLY |  | Yes | 15 |  |  | TBD - Survey Required | TO VERIFY |  |  | Muscat Bay | ⚠ NEW — Added from BOQ cross-reference 2026-04-16 |  | BOQ Cross-Reference
NEW-ELEC-0043 | MB-ELEC-0043 | Entrance Underwater Protection Lights | BOQ ref 5/1/B — 22 underwater lights for water features | Electrical | External Lighting | [6 empty] | Entrance Statement |  |  |  |  | 22 |  | 2017 | QUARTERLY |  | Yes | 10 |  |  | TBD - Survey Required | TO VERIFY |  |  | Muscat Bay | ⚠ NEW — Added from BOQ cross-reference 2026-04-16 |  | BOQ Cross-Reference
NEW-ELEC-0044 | MB-ELEC-0044 | Entrance Landscape Projection Lights | BOQ ref 5/1/D — 64 projection lights | Electrical | External Lighting | [6 empty] | Entrance Statement |  |  |  |  | 64 |  | 2017 | QUARTERLY |  | Yes | 15 |  |  | TBD - Survey Required | TO VERIFY |  |  | Muscat Bay | ⚠ NEW — Added from BOQ cross-reference 2026-04-16 |  | BOQ Cross-Reference
NEW-MECH-0045 | MB-MECH-0045 | Entrance Statement Irrigation System (solenoid valve, drip) | BOQ Part 4 — irrigation piping and solenoid valve | Mechanical & Plumbing | Irrigation | [6 empty] | Entrance Statement |  |  |  |  | 1 system (pipes, valve, drip risers) |  | 2017 | MONTHLY |  | Yes | 15 |  |  | TBD - Survey Required | TO VERIFY |  |  | Muscat Bay | ⚠ NEW — Added from BOQ cross-reference 2026-04-16 |  | BOQ Cross-Reference
NEW-CIVIL-0046 | MB-CIVIL-0046 | Entrance Statement Front Wall (60m rendered concrete) | BOQ ref 6/1/A — front wall construction | Civil | Boundary Walls | [6 empty] | Entrance Statement |  |  |  |  | 60 m |  | 2017 | QUARTERLY |  | Yes | 40 |  |  | TBD - Survey Required | TO VERIFY |  |  | Muscat Bay | ⚠ NEW — Added from BOQ cross-reference 2026-04-16 |  | BOQ Cross-Reference
NEW-MECH-0047 | MB-MECH-0047 | Village Square Swimming Pool MEP System | External works include pool — pump, filtration, heating not registered individually | Mechanical & Plumbing | Pool Systems | [6 empty] | Village Square |  |  |  |  | 1 |  | 2018 | WEEKLY |  | Yes | 15 |  |  | TBD - Survey Required | TO VERIFY |  |  | Muscat Bay | ⚠ NEW — Added from BOQ cross-reference 2026-04-16 |  | BOQ Cross-Reference
NEW-MECH-0048 | MB-MECH-0048 | Central Park Adults Swimming Pool (structural + MEP) | Part 4 item 51 — pool structure; pump room (item 52) at OMR 4,308 | Mechanical & Plumbing | Pool Systems | [6 empty] | Central Park |  |  |  |  | 1 |  | 2019 | WEEKLY |  | Yes | 25 |  |  | TBD - Survey Required | TO VERIFY |  |  | Muscat Bay | ⚠ NEW — Added from BOQ cross-reference 2026-04-16 |  | BOQ Cross-Reference
NEW-MECH-0049 | MB-MECH-0049 | Central Park Kids Pool | Part 3 — excavation for kids pool | Mechanical & Plumbing | Pool Systems | [6 empty] | Central Park |  |  |  |  | 1 |  | 2019 | WEEKLY |  | Yes | 25 |  |  | TBD - Survey Required | TO VERIFY |  |  | Muscat Bay | ⚠ NEW — Added from BOQ cross-reference 2026-04-16 |  | BOQ Cross-Reference
NEW-MECH-0050 | MB-MECH-0050 | Central Park Pool Pump Room | Part 4 item 52 — pump room (4x5m) | Mechanical & Plumbing | Pool Systems | [6 empty] | Central Park |  |  |  |  | 1 |  | 2019 | WEEKLY |  | Yes | 15 |  |  | TBD - Survey Required | TO VERIFY |  |  | Muscat Bay | ⚠ NEW — Added from BOQ cross-reference 2026-04-16 |  | BOQ Cross-Reference
NEW-CIVIL-0051 | MB-CIVIL-0051 | Central Park Pool Changing Room | Part 4 item 53 — changing room (8x5m) | Civil | Amenity Buildings | [6 empty] | Central Park |  |  |  |  | 1 |  | 2019 | WEEKLY |  | Yes | 30 |  |  | TBD - Survey Required | TO VERIFY |  |  | Muscat Bay | ⚠ NEW — Added from BOQ cross-reference 2026-04-16 |  | BOQ Cross-Reference
NEW-ELEC-0052 | MB-ELEC-0052 | Central Park Bollard Lights (BL1) | Part 6 item 1 | Electrical | External Lighting | [6 empty] | Central Park |  |  |  |  | 78 |  | 2019 | SEMI-ANNUAL |  | Yes | 15 |  |  | TBD - Survey Required | TO VERIFY |  |  | Muscat Bay | ⚠ NEW — Added from BOQ cross-reference 2026-04-16 |  | BOQ Cross-Reference
NEW-ELEC-0053 | MB-ELEC-0053 | Central Park Sports Court Lights (FL1) | Part 6 item 2 | Electrical | External Lighting | [6 empty] | Central Park |  |  |  |  | 16 |  | 2019 | QUARTERLY |  | Yes | 15 |  |  | TBD - Survey Required | TO VERIFY |  |  | Muscat Bay | ⚠ NEW — Added from BOQ cross-reference 2026-04-16 |  | BOQ Cross-Reference
NEW-ELEC-0054 | MB-ELEC-0054 | Central Park In-Ground Uplights (GL1/GL2) | Part 6 items 3-4 | Electrical | External Lighting | [6 empty] | Central Park |  |  |  |  | 43 |  | 2019 | QUARTERLY |  | Yes | 15 |  |  | TBD - Survey Required | TO VERIFY |  |  | Muscat Bay | ⚠ NEW — Added from BOQ cross-reference 2026-04-16 |  | BOQ Cross-Reference
NEW-ELEC-0055 | MB-ELEC-0055 | Central Park Tree Uplights (SP1) | Part 6 item 7 | Electrical | External Lighting | [6 empty] | Central Park |  |  |  |  | 175 |  | 2019 | QUARTERLY |  | Yes | 15 |  |  | TBD - Survey Required | TO VERIFY |  |  | Muscat Bay | ⚠ NEW — Added from BOQ cross-reference 2026-04-16 |  | BOQ Cross-Reference
NEW-ELEC-0056 | MB-ELEC-0056 | Central Park Underwater Lights (UW1) | Part 6 item 8 | Electrical | External Lighting | [6 empty] | Central Park |  |  |  |  | 16 |  | 2019 | QUARTERLY |  | Yes | 10 |  |  | TBD - Survey Required | TO VERIFY |  |  | Muscat Bay | ⚠ NEW — Added from BOQ cross-reference 2026-04-16 |  | BOQ Cross-Reference
NEW-ELEC-0057 | MB-ELEC-0057 | Central Park Wall Lights (WL1) | Part 6 item 9 | Electrical | External Lighting | [6 empty] | Central Park |  |  |  |  | 103 |  | 2019 | QUARTERLY |  | Yes | 15 |  |  | TBD - Survey Required | TO VERIFY |  |  | Muscat Bay | ⚠ NEW — Added from BOQ cross-reference 2026-04-16 |  | BOQ Cross-Reference
NEW-ELEC-0058 | MB-ELEC-0058 | Central Park Landscape Lighting Control Panel & Cables | Part 6 item 10 | Electrical | Electrical Systems | [6 empty] | Central Park |  |  |  |  | 1 |  | 2019 | QUARTERLY |  | Yes | 20 |  |  | TBD - Survey Required | TO VERIFY |  |  | Muscat Bay | ⚠ NEW — Added from BOQ cross-reference 2026-04-16 |  | BOQ Cross-Reference
NEW-MECH-0059 | MB-MECH-0059 | Central Park Swimming Pool MEP Works | Part 6 item 11 — pool pumps, filters, heating | Mechanical & Plumbing | Pool Systems | [6 empty] | Central Park |  |  |  |  | 1 |  | 2019 | WEEKLY |  | Yes | 15 |  |  | TBD - Survey Required | TO VERIFY |  |  | Muscat Bay | ⚠ NEW — Added from BOQ cross-reference 2026-04-16 |  | BOQ Cross-Reference
NEW-MECH-0060 | MB-MECH-0060 | Central Park Irrigation System (pipes, valves, controllers, nozzles) | Part 7 — 10 remote control valves, spray nozzles, drip lines, controllers | Mechanical & Plumbing | Irrigation | [6 empty] | Central Park |  |  |  |  | 38 items (OMR 22,857) |  | 2019 | MONTHLY |  | Yes | 20 |  |  | TBD - Survey Required | TO VERIFY |  |  | Muscat Bay | ⚠ NEW — Added from BOQ cross-reference 2026-04-16 |  | BOQ Cross-Reference
NEW-CIVIL-0061 | MB-CIVIL-0061 | Central Park Play Equipment — Multi Goal 3M (MUGA) | Part 5 — play equipment not registered | Civil | Play Equipment | [6 empty] | Central Park |  |  |  |  | 1 |  | 2019 | MONTHLY |  | Yes | 15 |  |  | TBD - Survey Required | TO VERIFY |  |  | Muscat Bay | ⚠ NEW — Added from BOQ cross-reference 2026-04-16 |  | BOQ Cross-Reference
NEW-CIVIL-0062 | MB-CIVIL-0062 | Central Park Play Equipment — BLOQX 3 Bouldering Cube | Part 5 — play equipment not registered | Civil | Play Equipment | [6 empty] | Central Park |  |  |  |  | 1 |  | 2019 | MONTHLY |  | Yes | 15 |  |  | TBD - Survey Required | TO VERIFY |  |  | Muscat Bay | ⚠ NEW — Added from BOQ cross-reference 2026-04-16 |  | BOQ Cross-Reference
NEW-CIVIL-0063 | MB-CIVIL-0063 | Central Park Play Equipment — BLOQX 6 Bouldering Cube | Part 5 — play equipment not registered | Civil | Play Equipment | [6 empty] | Central Park |  |  |  |  | 1 |  | 2019 | MONTHLY |  | Yes | 15 |  |  | TBD - Survey Required | TO VERIFY |  |  | Muscat Bay | ⚠ NEW — Added from BOQ cross-reference 2026-04-16 |  | BOQ Cross-Reference
NEW-CIVIL-0064 | MB-CIVIL-0064 | Central Park Play Equipment — Double Bay Swing (Erbium) | Part 5 — play equipment not registered | Civil | Play Equipment | [6 empty] | Central Park |  |  |  |  | 1 |  | 2019 | MONTHLY |  | Yes | 15 |  |  | TBD - Survey Required | TO VERIFY |  |  | Muscat Bay | ⚠ NEW — Added from BOQ cross-reference 2026-04-16 |  | BOQ Cross-Reference
NEW-CIVIL-0065 | MB-CIVIL-0065 | Central Park Play Equipment — Double Tower Activity Unit | Part 5 — play equipment not registered | Civil | Play Equipment | [6 empty] | Central Park |  |  |  |  | 1 |  | 2019 | MONTHLY |  | Yes | 15 |  |  | TBD - Survey Required | TO VERIFY |  |  | Muscat Bay | ⚠ NEW — Added from BOQ cross-reference 2026-04-16 |  | BOQ Cross-Reference
NEW-CIVIL-0066 | MB-CIVIL-0066 | Central Park Play Equipment — Multi-Spinner Carousel | Part 5 — play equipment not registered | Civil | Play Equipment | [6 empty] | Central Park |  |  |  |  | 1 |  | 2019 | MONTHLY |  | Yes | 15 |  |  | TBD - Survey Required | TO VERIFY |  |  | Muscat Bay | ⚠ NEW — Added from BOQ cross-reference 2026-04-16 |  | BOQ Cross-Reference
NEW-CIVIL-0067 | MB-CIVIL-0067 | Central Park Play Equipment — Swing Hammock | Part 5 — play equipment not registered | Civil | Play Equipment | [6 empty] | Central Park |  |  |  |  | 1 |  | 2019 | MONTHLY |  | Yes | 15 |  |  | TBD - Survey Required | TO VERIFY |  |  | Muscat Bay | ⚠ NEW — Added from BOQ cross-reference 2026-04-16 |  | BOQ Cross-Reference
NEW-CIVIL-0068 | MB-CIVIL-0068 | Central Park Play Equipment — Garden See Saw / Pirate Ship | Part 5 — play equipment not registered | Civil | Play Equipment | [6 empty] | Central Park |  |  |  |  | 1 |  | 2019 | MONTHLY |  | Yes | 15 |  |  | TBD - Survey Required | TO VERIFY |  |  | Muscat Bay | ⚠ NEW — Added from BOQ cross-reference 2026-04-16 |  | BOQ Cross-Reference
NEW-CIVIL-0069 | MB-CIVIL-0069 | Central Park Play Equipment — Home/Rescue Multi Tower (City Track) | Part 5 — play equipment not registered | Civil | Play Equipment | [6 empty] | Central Park |  |  |  |  | 1 |  | 2019 | MONTHLY |  | Yes | 15 |  |  | TBD - Survey Required | TO VERIFY |  |  | Muscat Bay | ⚠ NEW — Added from BOQ cross-reference 2026-04-16 |  | BOQ Cross-Reference
NEW-CIVIL-0070 | MB-CIVIL-0070 | Central Park Play Equipment — Talk & Tumble Toddler Track | Part 5 — play equipment not registered | Civil | Play Equipment | [6 empty] | Central Park |  |  |  |  | 1 |  | 2019 | MONTHLY |  | Yes | 15 |  |  | TBD - Survey Required | TO VERIFY |  |  | Muscat Bay | ⚠ NEW — Added from BOQ cross-reference 2026-04-16 |  | BOQ Cross-Reference
NEW-CIVIL-0071 | MB-CIVIL-0071 | Central Park Play Equipment — Genesis Maxi Pyramid Net | Part 5 — play equipment not registered | Civil | Play Equipment | [6 empty] | Central Park |  |  |  |  | 1 |  | 2019 | MONTHLY |  | Yes | 15 |  |  | TBD - Survey Required | TO VERIFY |  |  | Muscat Bay | ⚠ NEW — Added from BOQ cross-reference 2026-04-16 |  | BOQ Cross-Reference
NEW-CIVIL-0072 | MB-CIVIL-0072 | Central Park Play Equipment — Nebula Flux Gymnastic Cube | Part 5 — play equipment not registered | Civil | Play Equipment | [6 empty] | Central Park |  |  |  |  | 1 |  | 2019 | MONTHLY |  | Yes | 15 |  |  | TBD - Survey Required | TO VERIFY |  |  | Muscat Bay | ⚠ NEW — Added from BOQ cross-reference 2026-04-16 |  | BOQ Cross-Reference
NEW-CIVIL-0073 | MB-CIVIL-0073 | Central Park Play Equipment — Rock Combo Arch Boulder | Part 5 — play equipment not registered | Civil | Play Equipment | [6 empty] | Central Park |  |  |  |  | 1 |  | 2019 | MONTHLY |  | Yes | 15 |  |  | TBD - Survey Required | TO VERIFY |  |  | Muscat Bay | ⚠ NEW — Added from BOQ cross-reference 2026-04-16 |  | BOQ Cross-Reference
NEW-CIVIL-0074 | MB-CIVIL-0074 | Central Park Play Equipment — King Peak Geo Boulder | Part 5 — play equipment not registered | Civil | Play Equipment | [6 empty] | Central Park |  |  |  |  | 1 |  | 2019 | MONTHLY |  | Yes | 15 |  |  | TBD - Survey Required | TO VERIFY |  |  | Muscat Bay | ⚠ NEW — Added from BOQ cross-reference 2026-04-16 |  | BOQ Cross-Reference
NEW-CIVIL-0075 | MB-CIVIL-0075 | Central Park Play Equipment — Sentinel Discovery Boulder | Part 5 — play equipment not registered | Civil | Play Equipment | [6 empty] | Central Park |  |  |  |  | 1 |  | 2019 | MONTHLY |  | Yes | 15 |  |  | TBD - Survey Required | TO VERIFY |  |  | Muscat Bay | ⚠ NEW — Added from BOQ cross-reference 2026-04-16 |  | BOQ Cross-Reference
NEW-CIVIL-0076 | MB-CIVIL-0076 | Central Park Play Equipment — Stepping Boulders (8 pcs) | Part 5 — play equipment not registered | Civil | Play Equipment | [6 empty] | Central Park |  |  |  |  | 1 |  | 2019 | MONTHLY |  | Yes | 15 |  |  | TBD - Survey Required | TO VERIFY |  |  | Muscat Bay | ⚠ NEW — Added from BOQ cross-reference 2026-04-16 |  | BOQ Cross-Reference
NEW-CIVIL-0077 | MB-CIVIL-0077 | Central Park Play Equipment — Ridge | Part 5 — play equipment not registered | Civil | Play Equipment | [6 empty] | Central Park |  |  |  |  | 1 |  | 2019 | MONTHLY |  | Yes | 15 |  |  | TBD - Survey Required | TO VERIFY |  |  | Muscat Bay | ⚠ NEW — Added from BOQ cross-reference 2026-04-16 |  | BOQ Cross-Reference
NEW-CIVIL-0078 | MB-CIVIL-0078 | Central Park Play Equipment — Spica | Part 5 — play equipment not registered | Civil | Play Equipment | [6 empty] | Central Park |  |  |  |  | 1 |  | 2019 | MONTHLY |  | Yes | 15 |  |  | TBD - Survey Required | TO VERIFY |  |  | Muscat Bay | ⚠ NEW — Added from BOQ cross-reference 2026-04-16 |  | BOQ Cross-Reference
NEW-CIVIL-0079 | MB-CIVIL-0079 | Central Park Play Equipment — Spinner Bowl | Part 5 — play equipment not registered | Civil | Play Equipment | [6 empty] | Central Park |  |  |  |  | 1 |  | 2019 | MONTHLY |  | Yes | 15 |  |  | TBD - Survey Required | TO VERIFY |  |  | Muscat Bay | ⚠ NEW — Added from BOQ cross-reference 2026-04-16 |  | BOQ Cross-Reference
NEW-CIVIL-0080 | MB-CIVIL-0080 | Central Park Benches (backless x7, backed x19) | Part 5 items 1-2 | Civil | Site Furnishings | [6 empty] | Central Park |  |  |  |  | 26 |  | 2019 | QUARTERLY |  | Yes | 10 |  |  | TBD - Survey Required | TO VERIFY |  |  | Muscat Bay | ⚠ NEW — Added from BOQ cross-reference 2026-04-16 |  | BOQ Cross-Reference
NEW-CIVIL-0081 | MB-CIVIL-0081 | Central Park Litter Bins (16 units) | Part 5 item 3 | Civil | Site Furnishings | [6 empty] | Central Park |  |  |  |  | 16 |  | 2019 | QUARTERLY |  | Yes | 10 |  |  | TBD - Survey Required | TO VERIFY |  |  | Muscat Bay | ⚠ NEW — Added from BOQ cross-reference 2026-04-16 |  | BOQ Cross-Reference
NEW-CIVIL-0082 | MB-CIVIL-0082 | Central Park Picnic Tables (4 units) | Part 5 item 4 | Civil | Site Furnishings | [6 empty] | Central Park |  |  |  |  | 4 |  | 2019 | QUARTERLY |  | Yes | 10 |  |  | TBD - Survey Required | TO VERIFY |  |  | Muscat Bay | ⚠ NEW — Added from BOQ cross-reference 2026-04-16 |  | BOQ Cross-Reference
NEW-CIVIL-0083 | MB-CIVIL-0083 | Central Park Shade Structures (3 types) | Part 5 items 25-27 — SF-SS-01 Type A, B; SF-SS-03 | Civil | Shade Structures | [6 empty] | Central Park |  |  |  |  | 3 |  | 2019 | QUARTERLY |  | Yes | 20 |  |  | TBD - Survey Required | TO VERIFY |  |  | Muscat Bay | ⚠ NEW — Added from BOQ cross-reference 2026-04-16 |  | BOQ Cross-Reference
NEW-CIVIL-0084 | MB-CIVIL-0084 | Central Park Aluminium Handrails (115m) | Part 5 item 28 | Civil | Metalwork | [6 empty] | Central Park |  |  |  |  | 115 m |  | 2019 | QUARTERLY |  | Yes | 20 |  |  | TBD - Survey Required | TO VERIFY |  |  | Muscat Bay | ⚠ NEW — Added from BOQ cross-reference 2026-04-16 |  | BOQ Cross-Reference
NEW-CIVIL-0085 | MB-CIVIL-0085 | Central Park Security Fencing (418m + pool fence 28m) | Part 5 items 29-30 | Civil | Fencing | [6 empty] | Central Park |  |  |  |  | 446 m |  | 2019 | WEEKLY |  | Yes | 20 |  |  | TBD - Survey Required | TO VERIFY |  |  | Muscat Bay | ⚠ NEW — Added from BOQ cross-reference 2026-04-16 |  | BOQ Cross-Reference
NEW-CIVIL-0086 | MB-CIVIL-0086 | Central Park Gates (7 units, 3 types) | Part 5 items 31-33 | Civil | Access Gates | [6 empty] | Central Park |  |  |  |  | 7 |  | 2019 | QUARTERLY |  | Yes | 20 |  |  | TBD - Survey Required | TO VERIFY |  |  | Muscat Bay | ⚠ NEW — Added from BOQ cross-reference 2026-04-16 |  | BOQ Cross-Reference
NEW-CIVIL-0087 | MB-CIVIL-0087 | Central Park Food Truck Areas with BBQ (2 units) | VO-04 | Civil | Amenity Structures | [6 empty] | Central Park |  |  |  |  | 2 |  | 2019 | QUARTERLY |  | Yes | 15 |  |  | TBD - Survey Required | TO VERIFY |  |  | Muscat Bay | ⚠ NEW — Added from BOQ cross-reference 2026-04-16 |  | BOQ Cross-Reference
NEW-CIVIL-0088 | MB-CIVIL-0088 | Central Park Tennis Court Fencing | VO-03 | Civil | Sports Facilities | [6 empty] | Central Park |  |  |  |  | 1 |  | 2019 | QUARTERLY |  | Yes | 15 |  |  | TBD - Survey Required | TO VERIFY |  |  | Muscat Bay | ⚠ NEW — Added from BOQ cross-reference 2026-04-16 |  | BOQ Cross-Reference
NEW-CIVIL-0089 | MB-CIVIL-0089 | Central Park Perimeter Boundary Wall | VO-05 | Civil | Boundary Walls | [6 empty] | Central Park |  |  |  |  | 1 |  | 2019 | QUARTERLY |  | Yes | 40 |  |  | TBD - Survey Required | TO VERIFY |  |  | Muscat Bay | ⚠ NEW — Added from BOQ cross-reference 2026-04-16 |  | BOQ Cross-Reference
NEW-ELEC-0090 | MB-ELEC-0090 | Road 8-Z8 Corridor Landscape Lighting | Landscape lighting along road corridor | Electrical | External Lighting | [6 empty] | Road 8 to Zone 8 |  |  |  |  | Multiple fixtures |  | 2018 | ANNUAL |  | Yes | 15 |  |  | TBD - Survey Required | TO VERIFY |  |  | Muscat Bay | ⚠ NEW — Added from BOQ cross-reference 2026-04-16 |  | BOQ Cross-Reference
NEW-MECH-0091 | MB-MECH-0091 | Road 8-Z8 Corridor Irrigation System | Irrigation piping, valves, controllers | Mechanical & Plumbing | Irrigation | [6 empty] | Road 8 to Zone 8 |  |  |  |  | Full system |  | 2018 | MONTHLY |  | Yes | 20 |  |  | TBD - Survey Required | TO VERIFY |  |  | Muscat Bay | ⚠ NEW — Added from BOQ cross-reference 2026-04-16 |  | BOQ Cross-Reference
NEW-CIVIL-0092 | MB-CIVIL-0092 | Municipality Boundary Wall | Not registered | Civil | Boundary Walls | [6 empty] | Municipality Road |  |  |  |  | Full length |  | 2019 | QUARTERLY |  | Yes | 40 |  |  | TBD - Survey Required | TO VERIFY |  |  | Muscat Bay | ⚠ NEW — Added from BOQ cross-reference 2026-04-16 |  | BOQ Cross-Reference
NEW-CIVIL-0093 | MB-CIVIL-0093 | Rip Rap Slope Protection — Riprap Zone 3 1&2 | Passive structure — low maintenance but should be tracked | Civil | Erosion Protection | [6 empty] | 3 1&2 |  |  |  |  | 1 |  | 2019 | QUARTERLY |  | Yes | 50 |  |  | TBD - Survey Required | TO VERIFY |  |  | Muscat Bay | ⚠ NEW — Added from BOQ cross-reference 2026-04-16 |  | BOQ Cross-Reference
NEW-CIVIL-0094 | MB-CIVIL-0094 | Rip Rap Slope Protection — Zone 8 Rip Rap | Passive structure — low maintenance but should be tracked | Civil | Erosion Protection | [6 empty] | 8 Rip Rap |  |  |  |  | 1 |  | 2019 | QUARTERLY |  | Yes | 50 |  |  | TBD - Survey Required | TO VERIFY |  |  | Muscat Bay | ⚠ NEW — Added from BOQ cross-reference 2026-04-16 |  | BOQ Cross-Reference
NEW-CIVIL-0095 | MB-CIVIL-0095 | Rip Rap Slope Protection — Z8 Surface Coating Rip Rap | Passive structure — low maintenance but should be tracked | Civil | Erosion Protection | [6 empty] | Various |  |  |  |  | 1 |  | 2019 | QUARTERLY |  | Yes | 50 |  |  | TBD - Survey Required | TO VERIFY |  |  | Muscat Bay | ⚠ NEW — Added from BOQ cross-reference 2026-04-16 |  | BOQ Cross-Reference
NEW-CIVIL-0096 | MB-CIVIL-0096 | Rip Rap Slope Protection — RipRap Z3 Drain & Ramp | Passive structure — low maintenance but should be tracked | Civil | Erosion Protection | [6 empty] | Various |  |  |  |  | 1 |  | 2019 | QUARTERLY |  | Yes | 50 |  |  | TBD - Survey Required | TO VERIFY |  |  | Muscat Bay | ⚠ NEW — Added from BOQ cross-reference 2026-04-16 |  | BOQ Cross-Reference
NEW-CIVIL-0097 | MB-CIVIL-0097 | Gunite Wadi Stabilization — Wadi Area & Zone 3 | Passive structure | Civil | Erosion Protection | [6 empty] | Zone 3 / Wadi |  |  |  |  | 1 |  | 2019 | QUARTERLY |  | Yes | 50 |  |  | TBD - Survey Required | TO VERIFY |  |  | Muscat Bay | ⚠ NEW — Added from BOQ cross-reference 2026-04-16 |  | BOQ Cross-Reference
NEW-CIVIL-0098 | MB-CIVIL-0098 | Tensar Earth Retaining Wall System — Zone 3 | High-value passive infrastructure — needs periodic geotechnical inspection | Civil | Retaining Walls | [6 empty] | Zone 3 |  |  |  |  | 1 |  | 2019 | ANNUAL |  | Yes | 60 |  |  | TBD - Survey Required | TO VERIFY |  |  | Muscat Bay | ⚠ NEW — Added from BOQ cross-reference 2026-04-16 |  | BOQ Cross-Reference
NEW-ELEC-0099 | MB-ELEC-0099 | Village Square Substation Transformer & Switchgear | Only feeder pillar registered for VS — substation transformer/switchgear missing | Electrical | Power Distribution | [6 empty] | Village Square |  |  |  |  | 1 |  | 2019 | QUARTERLY |  | Yes | 30 |  |  | TBD - Survey Required | TO VERIFY |  |  | Muscat Bay | ⚠ NEW — Added from BOQ cross-reference 2026-04-16 |  | BOQ Cross-Reference
NEW-CIVIL-0100 | MB-CIVIL-0100 | Gabion Wall — Zone 8 | Passive structure | Civil | Retaining Walls | [6 empty] | Zone 8 |  |  |  |  | 1 |  | 2020 | ANNUAL |  | Yes | 50 |  |  | TBD - Survey Required | TO VERIFY |  |  | Muscat Bay | ⚠ NEW — Added from BOQ cross-reference 2026-04-16 |  | BOQ Cross-Reference
NEW-CIVIL-0101 | MB-CIVIL-0101 | Gabion Wall — Village Square | Passive structure | Civil | Retaining Walls | [6 empty] | Village Square |  |  |  |  | 1 |  | 2020 | ANNUAL |  | Yes | 50 |  |  | TBD - Survey Required | TO VERIFY |  |  | Muscat Bay | ⚠ NEW — Added from BOQ cross-reference 2026-04-16 |  | BOQ Cross-Reference
NEW-CIVIL-0102 | MB-CIVIL-0102 | Gabion Wall — Hotel Area | Passive structure | Civil | Retaining Walls | [6 empty] | Hotel Area |  |  |  |  | 1 |  | 2020 | ANNUAL |  | Yes | 50 |  |  | TBD - Survey Required | TO VERIFY |  |  | Muscat Bay | ⚠ NEW — Added from BOQ cross-reference 2026-04-16 |  | BOQ Cross-Reference
NEW-CIVIL-0103 | MB-CIVIL-0103 | D52 Retaining Wall | Not registered | Civil | Retaining Walls | [6 empty] | Zone 3 |  |  |  |  | 1 |  | 2021 | ANNUAL |  | Yes | 50 |  |  | TBD - Survey Required | TO VERIFY |  |  | Muscat Bay | ⚠ NEW — Added from BOQ cross-reference 2026-04-16 |  | BOQ Cross-Reference
NEW-CIVIL-0104 | MB-CIVIL-0104 | Aqueduct/Retaining Wall — Zone 3 (D52) | Not registered | Civil | Retaining Walls | [6 empty] | Zone 3 |  |  |  |  | 1 |  | 2022 | ANNUAL |  | Yes | 50 |  |  | TBD - Survey Required | TO VERIFY |  |  | Muscat Bay | ⚠ NEW — Added from BOQ cross-reference 2026-04-16 |  | BOQ Cross-Reference
NEW-ELEC-0105 | MB-ELEC-0105 | 1000 kVA Transformer (Electrical Modifications) | BOQ refs 1.3 and 3.1 — 1000kVA transformers | Electrical | Power Distribution | [6 empty] | Infrastructure (Zone 14/16) |  |  |  |  | 2 |  | 2018 | QUARTERLY |  | Yes | 30 |  |  | TBD - Survey Required | TO VERIFY |  |  | Muscat Bay | ⚠ NEW — Added from BOQ cross-reference 2026-04-16 |  | BOQ Cross-Reference
NEW-ELEC-0106 | MB-ELEC-0106 | Main Feeder Pillar FP 014/3 | BOQ ref 1.4 | Electrical | Power Distribution | [6 empty] | Zone 14 |  |  |  |  | 1 |  | 2018 | QUARTERLY |  | Yes | 25 |  |  | TBD - Survey Required | TO VERIFY |  |  | Muscat Bay | ⚠ NEW — Added from BOQ cross-reference 2026-04-16 |  | BOQ Cross-Reference
NEW-ELEC-0107 | MB-ELEC-0107 | Mini Feeder Pillars (6-way, 5 units) | BOQ ref 8.1 | Electrical | Power Distribution | [6 empty] | Various |  |  |  |  | 5 |  | 2018 | QUARTERLY |  | Yes | 25 |  |  | TBD - Survey Required | TO VERIFY |  |  | Muscat Bay | ⚠ NEW — Added from BOQ cross-reference 2026-04-16 |  | BOQ Cross-Reference
NEW-ELEC-0108 | MB-ELEC-0108 | Street Light Poles (6m/9m, 42 units relocated) | BOQ refs 5.1-5.2 — removal and reinstallation of poles | Electrical | External Lighting | [6 empty] | Various roads |  |  |  |  | 42 |  | 2018 | QUARTERLY |  | Yes | 20 |  |  | TBD - Survey Required | TO VERIFY |  |  | Muscat Bay | ⚠ NEW — Added from BOQ cross-reference 2026-04-16 |  | BOQ Cross-Reference
NEW-ELEC-0109 | MB-ELEC-0109 | Telecom Fiber Shelter (3x3x2.5m prefab) | Complete shelter with AC, fire alarm, ACDB | Electrical | Telecom Infrastructure | [6 empty] | Infrastructure |  |  |  |  | 1 |  | 2017 | QUARTERLY |  | Yes | 25 |  |  | TBD - Survey Required | TO VERIFY |  |  | Muscat Bay | ⚠ NEW — Added from BOQ cross-reference 2026-04-16 |  | BOQ Cross-Reference
NEW-HVAC-0110 | MB-HVAC-0110 | Telecom Shelter Split AC Units (1.5Tn, Make: GENERAL) | GENERAL brand 1.5Tn split ACs with changeover panel | HVAC | Air Conditioning | [6 empty] | Telecom Shelter |  |  |  |  | 2 |  | 2017 | QUARTERLY |  | Yes | 12 |  |  | TBD - Survey Required | TO VERIFY |  |  | Muscat Bay | ⚠ NEW — Added from BOQ cross-reference 2026-04-16 |  | BOQ Cross-Reference
NEW-ELEC-0111 | MB-ELEC-0111 | Telecom Shelter Fire Alarm System (GST, 2-Zone) | GST brand 2-zone fire alarm panel + detectors + sounder | Electrical | Fire & Safety | [6 empty] | Telecom Shelter |  |  |  |  | 1 |  | 2017 | QUARTERLY |  | Yes | 15 |  |  | TBD - Survey Required | TO VERIFY |  |  | Muscat Bay | ⚠ NEW — Added from BOQ cross-reference 2026-04-16 |  | BOQ Cross-Reference
NEW-ELEC-0112 | MB-ELEC-0112 | Telecom Shelter ACDB (63A) | 63A distribution board with MCCBs, MCBs, RCDs, LOGO Logic Module | Electrical | Power Distribution | [6 empty] | Telecom Shelter |  |  |  |  | 1 |  | 2017 | QUARTERLY |  | Yes | 25 |  |  | TBD - Survey Required | TO VERIFY |  |  | Muscat Bay | ⚠ NEW — Added from BOQ cross-reference 2026-04-16 |  | BOQ Cross-Reference
NEW-ELEC-0113 | MB-ELEC-0113 | Data Center UPS — APC Smart-UPS 8 KVA | Separate from STP UPS | Electrical | UPS | [6 empty] | Data Center |  |  |  |  | 1 |  | 2016 | QUARTERLY |  | Yes | 10 |  |  | TBD - Survey Required | TO VERIFY |  |  | Muscat Bay | ⚠ NEW — Added from BOQ cross-reference 2026-04-16 |  | BOQ Cross-Reference
NEW-HVAC-0114 | MB-HVAC-0114 | Data Center CRAC Units — Stulz 10 KW (Active/Standby) | Stulz 10KW chiller and air-cooled base units | HVAC | Precision Cooling | [6 empty] | Data Center |  |  |  |  | 2 |  | 2016 | QUARTERLY |  | Yes | 15 |  |  | TBD - Survey Required | TO VERIFY |  |  | Muscat Bay | ⚠ NEW — Added from BOQ cross-reference 2026-04-16 |  | BOQ Cross-Reference
NEW-ELEC-0115 | MB-ELEC-0115 | Data Center Fire Suppression — FirePro Aerosol System | Aerosol-based automatic fire suppression | Electrical | Fire & Safety | [6 empty] | Data Center |  |  |  |  | 1 |  | 2016 | QUARTERLY |  | Yes | 15 |  |  | TBD - Survey Required | TO VERIFY |  |  | Muscat Bay | ⚠ NEW — Added from BOQ cross-reference 2026-04-16 |  | BOQ Cross-Reference
NEW-ELEC-0116 | MB-ELEC-0116 | Data Center Environment Monitor — NetBotz Rack Monitor 570 | Environment monitoring with sensors and camera | Electrical | Monitoring | [6 empty] | Data Center |  |  |  |  | 1 |  | 2016 | QUARTERLY |  | Yes | 10 |  |  | TBD - Survey Required | TO VERIFY |  |  | Muscat Bay | ⚠ NEW — Added from BOQ cross-reference 2026-04-16 |  | BOQ Cross-Reference
NEW-ELEC-0117 | MB-ELEC-0117 | 42U Server Racks (2 units) with PDUs | 42U 800x1000mm server racks | Electrical | IT Hardware | [6 empty] | Data Center |  |  |  |  | 2 |  | 2016 | QUARTERLY |  | Yes | 15 |  |  | TBD - Survey Required | TO VERIFY |  |  | Muscat Bay | ⚠ NEW — Added from BOQ cross-reference 2026-04-16 |  | BOQ Cross-Reference
NEW-ELEC-0118 | MB-ELEC-0118 | Wireless Controller — Huawei AC6005-8 | Huawei wireless controller with 8 AP licenses | Electrical | IT Network | [6 empty] | Data Center |  |  |  |  | 1 |  | 2016 | QUARTERLY |  | Yes | 7 |  |  | TBD - Survey Required | TO VERIFY |  |  | Muscat Bay | ⚠ NEW — Added from BOQ cross-reference 2026-04-16 |  | BOQ Cross-Reference
NEW-ELEC-0119 | MB-ELEC-0119 | Indoor Wireless Access Points — Huawei AP5030DN (13 units) | 11ac indoor APs | Electrical | IT Network | [6 empty] | Site-wide |  |  |  |  | 13 |  | 2016 | QUARTERLY |  | Yes | 7 |  |  | TBD - Survey Required | TO VERIFY |  |  | Muscat Bay | ⚠ NEW — Added from BOQ cross-reference 2026-04-16 |  | BOQ Cross-Reference
NEW-ELEC-0120 | MB-ELEC-0120 | Core Network Switch — Huawei S5720-52X-SI | 48-port core switch with 10G SFP+ | Electrical | IT Network | [6 empty] | Data Center |  |  |  |  | 1 |  | 2016 | QUARTERLY |  | Yes | 7 |  |  | TBD - Survey Required | TO VERIFY |  |  | Muscat Bay | ⚠ NEW — Added from BOQ cross-reference 2026-04-16 |  | BOQ Cross-Reference
NEW-ELEC-0121 | MB-ELEC-0121 | Access Switches — Huawei S5700 (3 units) | PoE+ access switches | Electrical | IT Network | [6 empty] | Data Center |  |  |  |  | 3 |  | 2016 | QUARTERLY |  | Yes | 7 |  |  | TBD - Survey Required | TO VERIFY |  |  | Muscat Bay | ⚠ NEW — Added from BOQ cross-reference 2026-04-16 |  | BOQ Cross-Reference
NEW-ELEC-0122 | MB-ELEC-0122 | CCTV IP Cameras — Axis Day/Night Dome (13 units incl. VO) | 10 original + 3 VO — Axis P3225-LV dome cameras | Electrical | Security / CCTV | [6 empty] | Site-wide (non-STP, non-gate) |  |  |  |  | 13 |  | 2016 | MONTHLY |  | Yes | 10 |  |  | TBD - Survey Required | TO VERIFY |  |  | Muscat Bay | ⚠ NEW — Added from BOQ cross-reference 2026-04-16 |  | BOQ Cross-Reference
NEW-ELEC-0123 | MB-ELEC-0123 | Access Control Bio/Card Readers (12 units) | Multi-factor biometric/card readers | Electrical | Security / Access Control | [6 empty] | Site-wide |  |  |  |  | 12 |  | 2016 | QUARTERLY |  | Yes | 10 |  |  | TBD - Survey Required | TO VERIFY |  |  | Muscat Bay | ⚠ NEW — Added from BOQ cross-reference 2026-04-16 |  | BOQ Cross-Reference
NEW-ELEC-0124 | MB-ELEC-0124 | Biometric Time Attendance Readers (6 units) | Time attendance biometric readers | Electrical | Security / Access Control | [6 empty] | Site-wide |  |  |  |  | 6 |  | 2016 | QUARTERLY |  | Yes | 10 |  |  | TBD - Survey Required | TO VERIFY |  |  | Muscat Bay | ⚠ NEW — Added from BOQ cross-reference 2026-04-16 |  | BOQ Cross-Reference
NEW-ELEC-0125 | MB-ELEC-0125 | HP DL380 Gen9 Server | 2x Xeon, 32GB RAM, 2x600GB | Electrical | IT Computing | [6 empty] | Data Center |  |  |  |  | 1 |  | 2016 | QUARTERLY |  | Yes | 5 |  |  | TBD - Survey Required | TO VERIFY |  |  | Muscat Bay | ⚠ NEW — Added from BOQ cross-reference 2026-04-16 |  | BOQ Cross-Reference
NEW-ELEC-0126 | MB-ELEC-0126 | HP MSA 1040 iSCSI Storage | Dual controller, 12x 900GB HDD | Electrical | IT Computing | [6 empty] | Data Center |  |  |  |  | 1 |  | 2016 | QUARTERLY |  | Yes | 5 |  |  | TBD - Survey Required | TO VERIFY |  |  | Muscat Bay | ⚠ NEW — Added from BOQ cross-reference 2026-04-16 |  | BOQ Cross-Reference
NEW-ELEC-0127 | MB-ELEC-0127 | PA System — AMCPRO 5-Zone Mixing Amplifier + Speakers | Complete PA system — amplifier, paging microphone, tuner, 6 column speakers, 27 coaxial speakers, AV rack, wireless mic | Electrical | AV / Public Address | [6 empty] | Site-wide |  |  |  |  | 1 system (amplifier, paging mic, tuner, 33 speakers, rack) |  | 2017 | QUARTERLY |  | Yes | 12 |  |  | TBD - Survey Required | TO VERIFY |  |  | Muscat Bay | ⚠ NEW — Added from BOQ cross-reference 2026-04-16 |  | BOQ Cross-Reference
NEW-ELEC-0128 | MB-ELEC-0128 | HP LaserJet Enterprise 700 Color MFP | Enterprise printer/MFP | Electrical | IT Computing | [6 empty] | Office |  |  |  |  | 1 |  | 2017 | QUARTERLY |  | Yes | 5 |  |  | TBD - Survey Required | TO VERIFY |  |  | Muscat Bay | ⚠ NEW — Added from BOQ cross-reference 2026-04-16 |  | BOQ Cross-Reference
NEW-ELEC-0129 | MB-ELEC-0129 | ANPR Camera System (19 cameras, SecurOS license) | 1920x1080, varifocal 2.8-8mm, white light LED. SecurOS Premium with failover server. | Electrical | Security / CCTV | [6 empty] | Gate/Entrance points |  |  |  |  | 19 ANPR cameras + 39 channel licenses |  | 2020 | MONTHLY |  | Yes | 10 |  |  | TBD - Survey Required | TO VERIFY |  |  | Muscat Bay | ⚠ NEW — Added from BOQ cross-reference 2026-04-16 |  | BOQ Cross-Reference
NEW-ELEC-0130 | MB-ELEC-0130 | General Surveillance Cameras (5MP bullet, 20 units) | Compact outdoor 5MP day/night fixed bullet cameras with AXIS pole mounts | Electrical | Security / CCTV | [6 empty] | Site-wide perimeter |  |  |  |  | 20 |  | 2020 | MONTHLY |  | Yes | 10 |  |  | TBD - Survey Required | TO VERIFY |  |  | Muscat Bay | ⚠ NEW — Added from BOQ cross-reference 2026-04-16 |  | BOQ Cross-Reference
NEW-ELEC-0131 | MB-ELEC-0131 | Boom Barriers (4m entry x1, 4m exit x1, 3m entry x10, 3m exit x9) | BR3S40 and BR3S30 electromechanical arm barriers | Electrical | Access Control | [6 empty] | Gate/Entrance points |  |  |  |  | 21 |  | 2020 | MONTHLY |  | Yes | 15 |  |  | TBD - Survey Required | TO VERIFY |  |  | Muscat Bay | ⚠ NEW — Added from BOQ cross-reference 2026-04-16 |  | BOQ Cross-Reference
NEW-ELEC-0132 | MB-ELEC-0132 | Pedestrian Gate Access Controllers (Xpass Mifare, 2 units) | TCP/IP PoE card readers with Biostar2 software | Electrical | Access Control | [6 empty] | Gates |  |  |  |  | 2 |  | 2020 | QUARTERLY |  | Yes | 10 |  |  | TBD - Survey Required | TO VERIFY |  |  | Muscat Bay | ⚠ NEW — Added from BOQ cross-reference 2026-04-16 |  | BOQ Cross-Reference
NEW-ELEC-0133 | MB-ELEC-0133 | GSM Dialers (RTU5024/5025, 8 units) | SGM Dialer for remote gate opening | Electrical | Telecom | [6 empty] | Gates |  |  |  |  | 8 |  | 2020 | QUARTERLY |  | Yes | 10 |  |  | TBD - Survey Required | TO VERIFY |  |  | Muscat Bay | ⚠ NEW — Added from BOQ cross-reference 2026-04-16 |  | BOQ Cross-Reference
NEW-ELEC-0134 | MB-ELEC-0134 | Security Control Room PCs & Displays (2 PCs, 1 ANPR PC, 2x 49" LED) | Client monitoring PCs, ANPR PC, 49" LED displays | Electrical | Security / Control Room | [6 empty] | Security Control Room |  |  |  |  | 5 |  | 2020 | MONTHLY |  | Yes | 7 |  |  | TBD - Survey Required | TO VERIFY |  |  | Muscat Bay | ⚠ NEW — Added from BOQ cross-reference 2026-04-16 |  | BOQ Cross-Reference
NEW-ELEC-0135 | MB-ELEC-0135 | Core Network Switch (12-port GE + 12 SFP + 2x 10G SFP+) | Gate system core switch | Electrical | IT Network | [6 empty] | Security Control Room |  |  |  |  | 1 |  | 2020 | QUARTERLY |  | Yes | 7 |  |  | TBD - Survey Required | TO VERIFY |  |  | Muscat Bay | ⚠ NEW — Added from BOQ cross-reference 2026-04-16 |  | BOQ Cross-Reference
NEW-ELEC-0136 | MB-ELEC-0136 | PoE Network Switches (24-port managed + 8-port industrial x9) | 1x 24-port + 9x 8-port hardened industrial switches | Electrical | IT Network | [6 empty] | Various gates/poles |  |  |  |  | 10 |  | 2020 | QUARTERLY |  | Yes | 7 |  |  | TBD - Survey Required | TO VERIFY |  |  | Muscat Bay | ⚠ NEW — Added from BOQ cross-reference 2026-04-16 |  | BOQ Cross-Reference
NEW-ELEC-0137 | MB-ELEC-0137 | GRP Enclosures with DIN Rail Power Supplies (9 units) | GRP enclosures with 240W/48VDC DIN rail PSUs | Electrical | Enclosures | [6 empty] | Various gate locations |  |  |  |  | 9 |  | 2020 | QUARTERLY |  | Yes | 20 |  |  | TBD - Survey Required | TO VERIFY |  |  | Muscat Bay | ⚠ NEW — Added from BOQ cross-reference 2026-04-16 |  | BOQ Cross-Reference
NEW-CIVIL-0138 | MB-CIVIL-0138 | Camera Poles — 3m galvanized (21 units) | Hot-dip galvanized camera mounting poles | Civil | Poles & Masts | [6 empty] | Various locations |  |  |  |  | 21 |  | 2020 | MONTHLY |  | Yes | 25 |  |  | TBD - Survey Required | TO VERIFY |  |  | Muscat Bay | ⚠ NEW — Added from BOQ cross-reference 2026-04-16 |  | BOQ Cross-Reference
NEW-ELEC-0139 | MB-ELEC-0139 | 6-Core Fiber Optic Armored Cable (7000m) + Patch Panels | 6-core SM armored 9/125 micron fiber backbone | Electrical | Fiber Infrastructure | [6 empty] | Site-wide backbone |  |  |  |  | 7000m cable + 12 patch panels + 20 patch cords |  | 2020 | QUARTERLY |  | Yes | 25 |  |  | TBD - Survey Required | TO VERIFY |  |  | Muscat Bay | ⚠ NEW — Added from BOQ cross-reference 2026-04-16 |  | BOQ Cross-Reference
NEW-ELEC-0140 | MB-ELEC-0140 | UPS Systems — APC Smart-UPS SRT 5KVA (2) + 1KVA RM (2) + DIN 500VA (7) | APC UPS systems with battery packs and rail kits | Electrical | UPS | [6 empty] | Control Room + Gate locations |  |  |  |  | 11 |  | 2020 | QUARTERLY |  | Yes | 10 |  |  | TBD - Survey Required | TO VERIFY |  |  | Muscat Bay | ⚠ NEW — Added from BOQ cross-reference 2026-04-16 |  | BOQ Cross-Reference
NEW-ELEC-0141 | MB-ELEC-0141 | ApplianceStor85 Video Storage Server (Quad Node, 2U) | Video surveillance storage server | Electrical | IT Computing | [6 empty] | Data Center/Control Room |  |  |  |  | 1 |  | 2020 | QUARTERLY |  | Yes | 5 |  |  | TBD - Survey Required | TO VERIFY |  |  | Muscat Bay | ⚠ NEW — Added from BOQ cross-reference 2026-04-16 |  | BOQ Cross-Reference
NEW-ELEC-0142 | MB-ELEC-0142 | PixelStor5012 Video Storage Array (2U) | Video-class performance storage array | Electrical | IT Computing | [6 empty] | Data Center/Control Room |  |  |  |  | 1 |  | 2020 | QUARTERLY |  | Yes | 5 |  |  | TBD - Survey Required | TO VERIFY |  |  | Muscat Bay | ⚠ NEW — Added from BOQ cross-reference 2026-04-16 |  | BOQ Cross-Reference
NEW-ELEC-0143 | MB-ELEC-0143 | 42U Floor Standing Server Cabinet + 2x 27U Cabinets | Server cabinets with PDU, fans | Electrical | IT Hardware | [6 empty] | Control Room |  |  |  |  | 3 |  | 2020 | QUARTERLY |  | Yes | 15 |  |  | TBD - Survey Required | TO VERIFY |  |  | Muscat Bay | ⚠ NEW — Added from BOQ cross-reference 2026-04-16 |  | BOQ Cross-Reference
NEW-ELEC-0144 | MB-ELEC-0144 | Vehicle Loop Sensors at barriers | In-ground loop detectors for vehicle detection | Electrical | Access Control | [6 empty] | Gate/Entrance points |  |  |  |  | Multiple (in civil works) |  | 2020 | MONTHLY |  | Yes | 10 |  |  | TBD - Survey Required | TO VERIFY |  |  | Muscat Bay | ⚠ NEW — Added from BOQ cross-reference 2026-04-16 |  | BOQ Cross-Reference
NEW-CIVIL-0145 | MB-CIVIL-0145 | Lagoon Basin Structure & Surface Coating | Lagoon itself not registered — needs periodic recoating | Civil | Water Features | [6 empty] | Lagoon |  |  |  |  | 44,000 sqft surface area |  | 2022 | WEEKLY |  | Yes | 10 |  |  | TBD - Survey Required | TO VERIFY |  |  | Muscat Bay | ⚠ NEW — Added from BOQ cross-reference 2026-04-16 |  | BOQ Cross-Reference
NEW-MECH-0146 | MB-MECH-0146 | Villa 5 Zone 3 Irrigation System | Irrigation system for Villa 5 landscape | Mechanical & Plumbing | Irrigation | [6 empty] | Zone 3 |  |  |  |  | 1 |  | 2020 | MONTHLY |  | Yes | 20 |  |  | TBD - Survey Required | TO VERIFY |  |  | Muscat Bay | ⚠ NEW — Added from BOQ cross-reference 2026-04-16 |  | BOQ Cross-Reference
NEW-MECH-0147 | MB-MECH-0147 | Municipality Road Landscape Irrigation System | Irrigation piping, valves, controllers along municipality road | Mechanical & Plumbing | Irrigation | [6 empty] | Municipality Road |  |  |  |  | 1 |  | 2021 | MONTHLY |  | Yes | 20 |  |  | TBD - Survey Required | TO VERIFY |  |  | Muscat Bay | ⚠ NEW — Added from BOQ cross-reference 2026-04-16 |  | BOQ Cross-Reference
NEW-ELEC-0148 | MB-ELEC-0148 | Municipality Road Landscape Lighting | Landscape lighting along road | Electrical | External Lighting | [6 empty] | Municipality Road |  |  |  |  | Multiple fixtures |  | 2021 | ANNUAL |  | Yes | 15 |  |  | TBD - Survey Required | TO VERIFY |  |  | Muscat Bay | ⚠ NEW — Added from BOQ cross-reference 2026-04-16 |  | BOQ Cross-Reference

## Master_PPM_Plan
PPM_UID | Maintenance_Strategy | Main_Category | Maintenance_Schedule_Text | Interval_Months | Interval_Days | Sub_Category | Asset_Group_Name | Unique_Tag | Location | Quantity | Manufacturer | Model | Status | Install_Date | Life_Expectancy_Years | ERL_Years | Schedule_0_Anchor | Schedule_1 | Schedule_2 | Schedule_3 | Schedule_4 | Schedule_5 | Schedule_6 | Schedule_7 | Next_Due_Date | Last_Scheduled_Date | Source_Sheet | Source_Row
PPM-00001 | In-house PPM | ELECTRICAL | QUARTERLY | 3 | 0 | ELECTRICAL FITTINGS & FIXTURES | ELECTRICAL FITTINGS & FIXTURES,SECURITY ROOM,SECURITY / CCTV BUILDING,ZONE 1,SBJ | SBJ-Z1-SCB-EFF | SCB | 4 | [6 empty] | 5/8/2024 | 4/11/2024 | 3/2/2025 | 5/5/2025 | 4/9/2025 | 4/1/2026 | 6/5/2026 | 5/9/2026 | 2026-01-04 | 2025-09-04 | PPM-Electrical | 2
PPM-00002 | In-house PPM | ELECTRICAL | QUARTERLY | 3 | 0 | ELECTRICAL FITTINGS & FIXTURES | ELECTRICAL FITTINGS & FIXTURES,ROP BUILDING,ZONE 1(ANCILLIARY BUILDING),SBJ | SBJ-Z1-ROP-EFF | ROP | 4 | [6 empty] | 5/8/2024 | 4/11/2024 | 3/2/2025 | 5/5/2025 | 4/9/2025 | 4/1/2026 | 6/5/2026 | 5/9/2026 | 2026-01-04 | 2025-09-04 | PPM-Electrical | 3
PPM-00003 | In-house PPM | ELECTRICAL | QUARTERLY | 3 | 0 | ELECTRICAL FITTINGS & FIXTURES | ELECTRICAL FITTINGS & FIXTURES,ACCOM-SECURITY,LV & PATCH PANEL ROOM,ZONE 1(ANCILLIARY BUILDING),SBJ | SBJ-Z1-SLP-EFF | SLP | 4 | [6 empty] | 5/8/2024 | 4/11/2024 | 3/2/2025 | 5/5/2025 | 4/9/2025 | 4/1/2026 | 6/5/2026 | 5/9/2026 | 2026-01-04 | 2025-09-04 | PPM-Electrical | 4
PPM-00004 | In-house PPM | ELECTRICAL | QUARTERLY | 3 | 0 | ELECTRICAL FITTINGS & FIXTURES | ELECTRICAL FITTINGS & FIXTURES,SECURITY ROOM,ACCOM-SECURITY,LV & PATCH PANEL ROOM,ZONE 1,SBJ | SBJ-Z1-SLP-SCR-EFF | SLP | 5 | [6 empty] | 5/8/2024 | 4/11/2024 | 3/2/2025 | 5/5/2025 | 4/9/2025 | 4/1/2026 | 6/5/2026 | 5/9/2026 | 2026-01-04 | 2025-09-04 | PPM-Electrical | 5
PPM-00005 | In-house PPM | ELECTRICAL | QUARTERLY | 3 | 0 | ELECTRICAL FITTINGS & FIXTURES | ELECTRICAL FITTINGS & FIXTURES,IT ROOM,ACCOM-SECURITY,LV & PATCH PANEL ROOM,ZONE 1,SBJ | SBJ-Z1-SLP-TR-EFF | SLP | 5 | [6 empty] | 5/8/2024 | 4/11/2024 | 3/2/2025 | 5/5/2025 | 4/9/2025 | 4/1/2026 | 6/5/2026 | 5/9/2026 | 2026-01-04 | 2025-09-04 | PPM-Electrical | 6
PPM-00006 | In-house PPM | ELECTRICAL | QUARTERLY | 3 | 0 | ELECTRICAL FITTINGS & FIXTURES | ELECTRICAL FITTINGS & FIXTURES,LV ROOM,ACCOM-SECURITY,LV & PATCH PANEL ROOM,ZONE 1,SBJ | SBJ-Z1-SLP-LVR-EFF | SLP | 5 | [6 empty] | 5/8/2024 | 4/11/2024 | 3/2/2025 | 5/5/2025 | 4/9/2025 | 4/1/2026 | 6/5/2026 | 5/9/2026 | 2026-01-04 | 2025-09-04 | PPM-Electrical | 7
PPM-00007 | In-house PPM | ELECTRICAL | QUARTERLY | 3 | 0 | ELECTRICAL FITTINGS & FIXTURES | ELECTRICAL FITTINGS & FIXTURES,SECURITY CHECK POINT,ACCOM-SECURITY,LV & PATCH PANEL ROOM,ZONE 1,SBJ | SBJ-Z1-SLP-SCP-EFF | SLP | 5 | [6 empty] | 5/8/2024 | 4/11/2024 | 3/2/2025 | 5/5/2025 | 4/9/2025 | 4/1/2026 | 6/5/2026 | 5/9/2026 | 2026-01-04 | 2025-09-04 | PPM-Electrical | 8
PPM-00008 | In-house PPM | ELECTRICAL | QUARTERLY | 3 | 0 | ELECTRICAL FITTINGS & FIXTURES | ELECTRICAL FITTINGS & FIXTURES,FIRE PUMP ROOM,ZONE 1,SBJ | SBJ-Z1-FPR-EFF | FIRE PUMP ROOM | 4 | [6 empty] | 5/8/2024 | 4/11/2024 | 3/2/2025 | 5/5/2025 | 4/9/2025 | 4/1/2026 | 6/5/2026 | 5/9/2026 | 2026-01-04 | 2025-09-04 | PPM-Electrical | 9
PPM-00009 | In-house PPM | ELECTRICAL | QUARTERLY | 3 | 0 | ELECTRICAL FITTINGS & FIXTURES | ELECTRICAL FITTINGS & FIXTURES,FM BUILDING,ZONE 1,SBJ | SBJ-Z1-FM-EFF | FM BUILDING | 4 | [6 empty] | 5/8/2024 | 4/11/2024 | 3/2/2025 | 5/5/2025 | 4/9/2025 | 4/1/2026 | 6/5/2026 | 5/9/2026 | 2026-01-04 | 2025-09-04 | PPM-Electrical | 10
PPM-00010 | In-house PPM | ELECTRICAL | QUARTERLY | 3 | 0 | SUB MAIN POWER DB | SMDB-FM(MB-1-1GF-0136),ELECTRICAL ROOM,GROUND FLOOR,FM BUILDING,ZONE 1,SBJ | SBJ-Z1-FM-GF-EL-SMDB | FM BUILDING | 6 | TALENT | [5 empty] | 5/8/2024 | 4/11/2024 | 3/2/2025 | 5/5/2025 | 4/9/2025 | 4/1/2026 | 6/5/2026 | 5/9/2026 | 2026-01-04 | 2025-09-04 | PPM-Electrical | 11
PPM-00011 | In-house PPM | ELECTRICAL | QUARTERLY | 3 | 0 | POWER DB | POWER DB,DB-O-FM-P(MB-1-1GF-0138),ELECTRICAL ROOM,GROUND FLOOR,FM BUILDING,ZONE 1,SBJ | SBJ-Z1-FM-GF-EL-ELDB1 | FM BUILDING | 6 | TALENT | [5 empty] | 6/8/2024 | 5/11/2024 | 4/2/2025 | 6/5/2025 | 5/9/2025 | 5/1/2026 | 7/5/2026 | 6/9/2026 | 2026-01-05 | 2025-09-05 | PPM-Electrical | 12
PPM-00012 | In-house PPM | ELECTRICAL | QUARTERLY | 3 | 0 | POWER DB | POWER DB,DB-O-FM-L(MB-1-1GF-0139),ELECTRICAL ROOM,GROUND FLOOR,FM BUILDING,ZONE 1,SBJ | SBJ-Z1-FM-GF-EL-ELDB2 | FM BUILDING | 6 | SCHNEIDER | [5 empty] | 6/8/2024 | 5/11/2024 | 4/2/2025 | 6/5/2025 | 5/9/2025 | 5/1/2026 | 7/5/2026 | 6/9/2026 | 2026-01-05 | 2025-09-05 | PPM-Electrical | 13
PPM-00013 | In-house PPM | ELECTRICAL | QUARTERLY | 3 | 0 | POWER DB | POWER DB(MB-1-1GF-0146),FIRE PUMP ROOM,GROUND FLOOR,FM BUILDING,ZONE 1,SBJ | SBJ-Z1-FM-GF-FPR-ELDB3 | FM BUILDING | 6 | SCHNEIDER | - |  |  |  |  | 6/8/2024 | 5/11/2024 | 4/2/2025 | 6/5/2025 | 5/9/2025 | 5/1/2026 | 7/5/2026 | 6/9/2026 | 2026-01-05 | 2025-09-05 | PPM-Electrical | 14
PPM-00014 | In-house PPM | ELECTRICAL | QUARTERLY | 3 | 0 | IRRIGATION PUMP CONTROL PANEL | IRRIGATION PUMP CONTROL PANEL(MB-1-1GF-0150),FIRE PUMP ROOM,GROUND FLOOR,FM BUILDING,ZONE 1,SBJ | SBJ-Z1-FM-GF-FPR-IPC | FM BUILDING | 6 | MEI | - |  |  |  |  | 6/8/2024 | 5/11/2024 | 4/2/2025 | 6/5/2025 | 5/9/2025 | 5/1/2026 | 7/5/2026 | 6/9/2026 | 2026-01-05 | 2025-09-05 | PPM-Electrical | 15
PPM-00015 | In-house PPM | ELECTRICAL | QUARTERLY | 3 | 0 | AUTOMATIC POWER FACTOR CONTROL PANEL | APFC PANEL-01 (675 KVAR)(MB-1-1GF-0142),LV PANEL ROOM,GROUND FLOOR,FM BUILDING,ZONE 1,SBJ | SBJ-Z1-FM-GF-LVP-APFC1 | FM BUILDING | 6 | [6 empty] | 6/8/2024 | 5/11/2024 | 4/2/2025 | 6/5/2025 | 5/9/2025 | 5/1/2026 | 7/5/2026 | 6/9/2026 | 2026-01-05 | 2025-09-05 | PPM-Electrical | 16
PPM-00016 | In-house PPM | ELECTRICAL | QUARTERLY | 3 | 0 | AUTOMATIC POWER FACTOR CONTROL PANEL | APFC PANEL-02 (675 KVAR)(MB-1-1GF-0143),LV PANEL ROOM,GROUND FLOOR,FM BUILDING,ZONE 1,SBJ | SBJ-Z1-FM-GF-LVP-APFC2 | FM BUILDING | 6 | [6 empty] | 6/8/2024 | 5/11/2024 | 4/2/2025 | 6/5/2025 | 5/9/2025 | 5/1/2026 | 7/5/2026 | 6/9/2026 | 2026-01-05 | 2025-09-05 | PPM-Electrical | 17
PPM-00017 | In-house PPM | ELECTRICAL | QUARTERLY | 3 | 0 | MOTOR CONTROL CENTRE PANEL | MCC-FM(MB-1-1GF-0137),LV PANEL ROOM,GROUND FLOOR,FM BUILDING,ZONE 1,SBJ | SBJ-Z1-FM-GF-LVP-MCC | FM BUILDING | 6 | TALENT | [5 empty] | 6/8/2024 | 5/11/2024 | 4/2/2025 | 6/5/2025 | 5/9/2025 | 5/1/2026 | 7/5/2026 | 6/9/2026 | 2026-01-05 | 2025-09-05 | PPM-Electrical | 18
PPM-00018 | In-house PPM | ELECTRICAL | QUARTERLY | 3 | 0 | POWER DB | MDB-01(MB-1-1GF-0140),LV PANEL ROOM,GROUND FLOOR,FM BUILDING,ZONE 1,SBJ | SBJ-Z1-FM-GF-LVP-ELDB1 | FM BUILDING | 6 | SCHNEIDER | [5 empty] | 6/8/2024 | 5/11/2024 | 4/2/2025 | 6/5/2025 | 5/9/2025 | 5/1/2026 | 7/5/2026 | 6/9/2026 | 2026-01-05 | 2025-09-05 | PPM-Electrical | 19
PPM-00019 | In-house PPM | ELECTRICAL | QUARTERLY | 3 | 0 | POWER DB | MDB-02(MB-1-1GF-0141),LV PANEL ROOM,GROUND FLOOR,FM BUILDING,ZONE 1,SBJ | SBJ-Z1-FM-GF-LVP-ELDB2 | FM BUILDING | 6 | SCHNEIDER | [5 empty] | 6/8/2024 | 5/11/2024 | 4/2/2025 | 6/5/2025 | 5/9/2025 | 5/1/2026 | 7/5/2026 | 6/9/2026 | 2026-01-05 | 2025-09-05 | PPM-Electrical | 20
PPM-00020 | In-house PPM | ELECTRICAL | QUARTERLY | 3 | 0 | POWER DB | DB (DB-UP-LP)(MB-1-1GF-0144),LV PANEL ROOM,GROUND FLOOR,FM BUILDING,ZONE 1,SBJ | SBJ-Z1-FM-GF-LVP-ELDB3 | FM BUILDING | 6 | [6 empty] | 6/8/2024 | 5/11/2024 | 4/2/2025 | 6/5/2025 | 5/9/2025 | 5/1/2026 | 7/5/2026 | 6/9/2026 | 2026-01-05 | 2025-09-05 | PPM-Electrical | 21
PPM-00021 | In-house PPM | ELECTRICAL | QUARTERLY | 3 | 0 | POWER DB | SATELLITE FACILITY MEP BLDG PANEL (DDC-22)(MB-1-1GF-0145),LV PANEL ROOM,GROUND FLOOR,FM BUILDING,ZONE 1,SBJ | SBJ-Z1-FM-GF-LVP-ELDB4 | FM BUILDING | 6 | [6 empty] | 6/8/2024 | 5/11/2024 | 4/2/2025 | 6/5/2025 | 5/9/2025 | 5/1/2026 | 7/5/2026 | 6/9/2026 | 2026-01-05 | 2025-09-05 | PPM-Electrical | 22
PPM-00022 | In-house PPM | ELECTRICAL | QUARTERLY | 3 | 0 | POWER DB | POWER DB(MB-1-1RF-0163),RECEPTION,GROUND FLOOR,FM BUILDING,ZONE 1,SBJ | SBJ-Z1-FM-GF-RCP-ELDB | FM BUILDING | 6 | [6 empty] | 7/8/2024 | 6/11/2024 | 5/2/2025 | 7/5/2025 | 6/9/2025 | 6/1/2026 | 8/5/2026 | 7/9/2026 | 2026-01-06 | 2025-09-06 | PPM-Electrical | 23
PPM-00023 | In-house PPM | ELECTRICAL | QUARTERLY | 3 | 0 | POWER DB | POWER DB,DB-1-FM-P(MB-Z1-FMBFF-ELDB-14151),CORRIDOR,FIRST FLOOR,FM BUILDING,ZONE 1,SBJ | SBJ-Z1-FM-FF-COR-ELDB1 | FM BUILDING | 6 | TALENT | [5 empty] | 7/8/2024 | 6/11/2024 | 5/2/2025 | 7/5/2025 | 6/9/2025 | 6/1/2026 | 8/5/2026 | 7/9/2026 | 2026-01-06 | 2025-09-06 | PPM-Electrical | 24
PPM-00024 | In-house PPM | ELECTRICAL | QUARTERLY | 3 | 0 | POWER DB | POWER DB,DB-1-FM-L(MB-Z1-FMBFF-ELDB-14152),CORRIDOR,FIRST FLOOR,FM BUILDING,ZONE 1,SBJ | SBJ-Z1-FM-FF-COR-ELDB2 | FM BUILDING | 6 | SCHNEIDER | [5 empty] | 7/8/2024 | 6/11/2024 | 5/2/2025 | 7/5/2025 | 6/9/2025 | 6/1/2026 | 8/5/2026 | 7/9/2026 | 2026-01-06 | 2025-09-06 | PPM-Electrical | 25
PPM-00025 | In-house PPM | ELECTRICAL | QUARTERLY | 3 | 0 | CONTROL PANEL | EXHAUST FAN PANEL,GEF-FM(MB-Z1-FMBRF-ELECP-14157),ROOFTOP,FM BUILDING,ZONE 1,SBJ | SBJ-Z1-FM-RT-EXP1 | FM BUILDING | 5 | TALENT | [5 empty] | 7/8/2024 | 6/11/2024 | 5/2/2025 | 7/5/2025 | 6/9/2025 | 6/1/2026 | 8/5/2026 | 7/9/2026 | 2026-01-06 | 2025-09-06 | PPM-Electrical | 26
PPM-00026 | In-house PPM | ELECTRICAL | QUARTERLY | 3 | 0 | CONTROL PANEL | EXHAUST FAN PANEL,TEF-FM(MB-Z1-FMBRF-ELECP-14158),ROOFTOP,FM BUILDING,ZONE 1,SBJ | SBJ-Z1-FM-RT-EXP2 | FM BUILDING | 5 | TALENT | [5 empty] | 7/8/2024 | 6/11/2024 | 5/2/2025 | 7/5/2025 | 6/9/2025 | 6/1/2026 | 8/5/2026 | 7/9/2026 | 2026-01-06 | 2025-09-06 | PPM-Electrical | 27
PPM-00027 | In-house PPM | ELECTRICAL | QUARTERLY | 3 | 0 | CONTROL PANEL | CALORIFIER PANEL,FM-RF-01(MB-Z1-FMBRF-ELECP-14161),ROOFTOP,FM BUILDING,ZONE 1,SBJ | SBJ-Z1-FM-RT-CAP1 | FM BUILDING | 5 | AO SMITH | [5 empty] | 7/8/2024 | 6/11/2024 | 5/2/2025 | 7/5/2025 | 6/9/2025 | 6/1/2026 | 8/5/2026 | 7/9/2026 | 2026-01-06 | 2025-09-06 | PPM-Electrical | 28
PPM-00028 | In-house PPM | ELECTRICAL | QUARTERLY | 3 | 0 | CONTROL PANEL | CALORIFIER PANEL,FM-RF-02(MB-Z1-FMBRF-ELECP-14162),ROOFTOP,FM BUILDING,ZONE 1,SBJ | SBJ-Z1-FM-RT-CAP2 | FM BUILDING | 5 | AO SMITH | [5 empty] | 7/8/2024 | 6/11/2024 | 5/2/2025 | 7/5/2025 | 6/9/2025 | 6/1/2026 | 8/5/2026 | 7/9/2026 | 2026-01-06 | 2025-09-06 | PPM-Electrical | 29
PPM-00029 | In-house PPM | ELECTRICAL | QUARTERLY | 3 | 0 | POWER DB | AHU DB,FAHU-FM(MB-Z1-FMBRF-ELDB-14153),ROOFTOP,FM BUILDING,ZONE 1,SBJ | SBJ-Z1-FM-RT-ELDB1 | FM BUILDING | 5 | TALENT | [5 empty] | 7/8/2024 | 6/11/2024 | 5/2/2025 | 7/5/2025 | 6/9/2025 | 6/1/2026 | 8/5/2026 | 7/9/2026 | 2026-01-06 | 2025-09-06 | PPM-Electrical | 30
PPM-00030 | In-house PPM | ELECTRICAL | QUARTERLY | 3 | 0 | POWER DB | CHILLER SWITCH-01(MB-Z1-FMBRF-ELDB-14155),ROOFTOP,FM BUILDING,ZONE 1,SBJ | SBJ-Z1-FM-RT-CSW1 | FM BUILDING | 5 | SCHNEIDER | [5 empty] | 7/8/2024 | 6/11/2024 | 5/2/2025 | 7/5/2025 | 6/9/2025 | 6/1/2026 | 8/5/2026 | 7/9/2026 | 2026-01-06 | 2025-09-06 | PPM-Electrical | 31
PPM-00031 | In-house PPM | ELECTRICAL | QUARTERLY | 3 | 0 | POWER DB | CHILLER SWITCH-02(MB-Z1-FMBRF-ELDB-14156),ROOFTOP,FM BUILDING,ZONE 1,SBJ | SBJ-Z1-FM-RT-CSW2 | FM BUILDING | 5 | SCHNEIDER | [5 empty] | 7/8/2024 | 6/11/2024 | 5/2/2025 | 7/5/2025 | 6/9/2025 | 6/1/2026 | 8/5/2026 | 7/9/2026 | 2026-01-06 | 2025-09-06 | PPM-Electrical | 32
PPM-00032 | In-house PPM | ELECTRICAL | QUARTERLY | 3 | 0 | PUMP CONTROL PANEL | PRESSURE PUMP PANEL(MB-1-1RF-0154),ROOFTOP,FM BUILDING,ZONE 1,SBJ | SBJ-Z1-FM-RT-PPP | FM BUILDING | 5 | [6 empty] | 8/8/2024 | 7/11/2024 | 6/2/2025 | 8/5/2025 | 7/9/2025 | 7/1/2026 | 9/5/2026 | 8/9/2026 | 2026-01-07 | 2025-09-07 | PPM-Electrical | 33
PPM-00033 | In-house PPM | ELECTRICAL | QUARTERLY | 3 | 0 | PUMP CONTROL PANEL | HOT WATER PUMP PANEL(MB-Z1-MBRF-ELPCP-14159),ROOFTOP,FM BUILDING,ZONE 1,SBJ | SBJ-Z1-FM-RT-HWP | FM BUILDING | 5 | [6 empty] | 8/8/2024 | 7/11/2024 | 6/2/2025 | 8/5/2025 | 7/9/2025 | 7/1/2026 | 9/5/2026 | 8/9/2026 | 2026-01-07 | 2025-09-07 | PPM-Electrical | 34
PPM-00034 | In-house PPM | ELECTRICAL | QUARTERLY | 3 | 0 | PUMP CONTROL PANEL | CHILLED WATER PRESSURE PUMP PANEL(MB-Z1-MBRF-ELPCP-14160),ROOFTOP,FM BUILDING,ZONE 1,SBJ | SBJ-Z1-FM-RT-CWP | FM BUILDING | 5 | GRUNWL | [5 empty] | 8/8/2024 | 7/11/2024 | 6/2/2025 | 8/5/2025 | 7/9/2025 | 7/1/2026 | 9/5/2026 | 8/9/2026 | 2026-01-07 | 2025-09-07 | PPM-Electrical | 35
PPM-00035 | In-house PPM | ELECTRICAL | QUARTERLY | 3 | 0 | ELECTRICAL FITTINGS & FIXTURES | ELECTRICAL FITTINGS & FIXTURES,EXPERIENCE / SALES CENTRE, ZONE 2,SBJ | SBJ-Z2-ESC-EFF | EXPERIENCE / SALES CENTER | 4 | [6 empty] | 8/8/2024 | 7/11/2024 | 6/2/2025 | 8/5/2025 | 7/9/2025 | 7/1/2026 | 9/5/2026 | 8/9/2026 | 2026-01-07 | 2025-09-07 | PPM-Electrical | 36
PPM-00036 | In-house PPM | ELECTRICAL | QUARTERLY | 3 | 0 | POWER DB | MDB(MB-Z2-SCEGF-ELDB-0164),GROUND FLOOR,EXPERIENCE / SALES CENTRE, ZONE 2,SBJ | SBJ-Z2-ESC-GF-ELDB1 | EXPERIENCE / SALES CENTER | 5 | - | - |  |  |  |  | 8/8/2024 | 7/11/2024 | 6/2/2025 | 8/5/2025 | 7/9/2025 | 7/1/2026 | 9/5/2026 | 8/9/2026 | 2026-01-07 | 2025-09-07 | PPM-Electrical | 37
PPM-00037 | In-house PPM | ELECTRICAL | QUARTERLY | 3 | 0 | POWER DB | DB(MB-Z2-SCEGF-ELDB-0165),GROUND FLOOR,EXPERIENCE / SALES CENTRE, ZONE 2,SBJ | SBJ-Z2-ESC-GF-ELDB2 | EXPERIENCE / SALES CENTER | 5 | - | - |  |  |  |  | 8/8/2024 | 7/11/2024 | 6/2/2025 | 8/5/2025 | 7/9/2025 | 7/1/2026 | 9/5/2026 | 8/9/2026 | 2026-01-07 | 2025-09-07 | PPM-Electrical | 38
PPM-00038 | In-house PPM | ELECTRICAL | QUARTERLY | 3 | 0 | POWER DB | DB(MB-Z2-SCEFF-ELDB-0166),FIRST FLOOR,EXPERIENCE / SALES CENTRE, ZONE 2,SBJ | SBJ-Z2-ESC-FF-ELDB | EXPERIENCE / SALES CENTER | 5 | - | [5 empty] | 8/8/2024 | 7/11/2024 | 6/2/2025 | 8/5/2025 | 7/9/2025 | 7/1/2026 | 9/5/2026 | 8/9/2026 | 2026-01-07 | 2025-09-07 | PPM-Electrical | 39
PPM-00039 | In-house PPM | ELECTRICAL | QUARTERLY | 3 | 0 | ELECTRICAL FITTINGS & FIXTURES | ELECTRICAL FITTINGS & FIXTURES,LAUNDRY,VILLAGE SQUARE,ZONE-2,SBJ | SBJ-Z2-VS-CS1-EFF | VILLAGE SQUARE | 5 | [6 empty] | 8/8/2024 | 7/11/2024 | 6/2/2025 | 8/5/2025 | 7/9/2025 | 7/1/2026 | 9/5/2026 | 8/9/2026 | 2026-01-07 | 2025-09-07 | PPM-Electrical | 40
PPM-00040 | In-house PPM | ELECTRICAL | QUARTERLY | 3 | 0 | ELECTRICAL FITTINGS & FIXTURES | ELECTRICAL FITTINGS & FIXTURES,PHARMACY,VILLAGE SQUARE,ZONE-2,SBJ | SBJ-Z2-VS-CS2-EFF | VILLAGE SQUARE | 5 | [6 empty] | 8/8/2024 | 7/11/2024 | 6/2/2025 | 8/5/2025 | 7/9/2025 | 7/1/2026 | 9/5/2026 | 8/9/2026 | 2026-01-07 | 2025-09-07 | PPM-Electrical | 41
PPM-00041 | In-house PPM | ELECTRICAL | QUARTERLY | 3 | 0 | ELECTRICAL FITTINGS & FIXTURES | ELECTRICAL FITTINGS & FIXTURES,SPAR SUPERMARKET,VILLAGE SQUARE,ZONE-2,SBJ | SBJ-Z2-VS-CS3-EFF | VILLAGE SQUARE | 5 | [6 empty] | 8/8/2024 | 7/11/2024 | 6/2/2025 | 8/5/2025 | 7/9/2025 | 7/1/2026 | 9/5/2026 | 8/9/2026 | 2026-01-07 | 2025-09-07 | PPM-Electrical | 42
PPM-00042 | In-house PPM | ELECTRICAL | QUARTERLY | 3 | 0 | ELECTRICAL FITTINGS & FIXTURES | ELECTRICAL FITTINGS & FIXTURES,VILLAGE SQUARE,ZONE-2,SBJ | SBJ-Z2-VS-EFF | VILLAGE SQUARE | 4 | [6 empty] | 10/8/2024 | 9/11/2024 | 8/2/2025 | 10/5/2025 | 9/9/2025 | 9/1/2026 | 11/5/2026 | 10/9/2026 | 2026-01-09 | 2025-09-09 | PPM-Electrical | 43
PPM-00043 | In-house PPM | ELECTRICAL | QUARTERLY | 3 | 0 | ELECTRICAL FITTINGS & FIXTURES | ELECTRICAL FITTINGS & FIXTURES,LIFT,VILLAGE SQUARE,ZONE-2,SBJ | SBJ-Z2-VS-EFF | VILLAGE SQUARE | 5 | [6 empty] | 10/8/2024 | 9/11/2024 | 8/2/2025 | 10/5/2025 | 9/9/2025 | 9/1/2026 | 11/5/2026 | 10/9/2026 | 2026-01-09 | 2025-09-09 | PPM-Electrical | 44
PPM-00044 | In-house PPM | ELECTRICAL | QUARTERLY | 3 | 0 | ELECTRICAL FITTINGS & FIXTURES | ELECTRICAL FITTINGS & FIXTURES,MALE TOILET COMMON AREA,VILLAGE SQUARE,ZONE-2,SBJ | SBJ-Z2-VS-MTCA-EFF | VILLAGE SQUARE | 5 | [6 empty] | 10/8/2024 | 9/11/2024 | 8/2/2025 | 10/5/2025 | 9/9/2025 | 9/1/2026 | 11/5/2026 | 10/9/2026 | 2026-01-09 | 2025-09-09 | PPM-Electrical | 45
PPM-00045 | In-house PPM | ELECTRICAL | QUARTERLY | 3 | 0 | ELECTRICAL FITTINGS & FIXTURES | ELECTRICAL FITTINGS & FIXTURES,MALE TOILET STORE,VILLAGE SQUARE,ZONE-2,SBJ | SBJ-Z2-VS-MTS-EFF | VILLAGE SQUARE | 5 | [6 empty] | 10/8/2024 | 9/11/2024 | 8/2/2025 | 10/5/2025 | 9/9/2025 | 9/1/2026 | 11/5/2026 | 10/9/2026 | 2026-01-09 | 2025-09-09 | PPM-Electrical | 46
PPM-00046 | In-house PPM | ELECTRICAL | QUARTERLY | 3 | 0 | ELECTRICAL FITTINGS & FIXTURES | ELECTRICAL FITTINGS & FIXTURES,MALE TOILET,VILLAGE SQUARE,ZONE-2,SBJ | SBJ-Z2-VS-MTT-EFF | VILLAGE SQUARE | 5 | [6 empty] | 10/8/2024 | 9/11/2024 | 8/2/2025 | 10/5/2025 | 9/9/2025 | 9/1/2026 | 11/5/2026 | 10/9/2026 | 2026-01-09 | 2025-09-09 | PPM-Electrical | 47
PPM-00047 | In-house PPM | ELECTRICAL | QUARTERLY | 3 | 0 | ELECTRICAL FITTINGS & FIXTURES | ELECTRICAL FITTINGS & FIXTURES,FEMALE TOILET COMMON AREA,VILLAGE SQUARE,ZONE-2,SBJ | SBJ-Z2-VS-FTCA-EFF | VILLAGE SQUARE | 5 | [6 empty] | 10/8/2024 | 9/11/2024 | 8/2/2025 | 10/5/2025 | 9/9/2025 | 9/1/2026 | 11/5/2026 | 10/9/2026 | 2026-01-09 | 2025-09-09 | PPM-Electrical | 48
PPM-00048 | In-house PPM | ELECTRICAL | QUARTERLY | 3 | 0 | ELECTRICAL FITTINGS & FIXTURES | ELECTRICAL FITTINGS & FIXTURES,FEMALE TOILET STORE,VILLAGE SQUARE,ZONE-2,SBJ | SBJ-Z2-VS-FTS-EFF | VILLAGE SQUARE | 5 | [6 empty] | 10/8/2024 | 9/11/2024 | 8/2/2025 | 10/5/2025 | 9/9/2025 | 9/1/2026 | 11/5/2026 | 10/9/2026 | 2026-01-09 | 2025-09-09 | PPM-Electrical | 49
PPM-00049 | In-house PPM | ELECTRICAL | QUARTERLY | 3 | 0 | ELECTRICAL FITTINGS & FIXTURES | ELECTRICAL FITTINGS & FIXTURES,FEMALE TOILET,VILLAGE SQUARE,ZONE-2,SBJ | SBJ-Z2-VS-FTT-EFF | VILLAGE SQUARE | 5 | [6 empty] | 10/8/2024 | 9/11/2024 | 8/2/2025 | 10/5/2025 | 9/9/2025 | 9/1/2026 | 11/5/2026 | 10/9/2026 | 2026-01-09 | 2025-09-09 | PPM-Electrical | 50
PPM-00050 | In-house PPM | ELECTRICAL | QUARTERLY | 3 | 0 | ELECTRICAL FITTINGS & FIXTURES | ELECTRICAL FITTINGS & FIXTURES,QANTAB TOURISM OFFICE,VILLAGE SQUARE,ZONE-2,SBJ | SBJ-Z2-VS-QTO-EFF | VILLAGE SQUARE | 5 | [6 empty] | 10/8/2024 | 9/11/2024 | 8/2/2025 | 10/5/2025 | 9/9/2025 | 9/1/2026 | 11/5/2026 | 10/9/2026 | 2026-01-09 | 2025-09-09 | PPM-Electrical | 51
PPM-00051 | In-house PPM | ELECTRICAL | QUARTERLY | 3 | 0 | ELECTRICAL FITTINGS & FIXTURES | ELECTRICAL FITTINGS & FIXTURES,TELECOM ROOM (IDF1),QANTAB TOURSIM OFFICE,VILLAGE SQUARE,ZONE-2,SBJ | SBJ-Z2-VS-IDF1-EFF | VILLAGE SQUARE | 5 | [6 empty] | 10/8/2024 | 9/11/2024 | 8/2/2025 | 10/5/2025 | 9/9/2025 | 9/1/2026 | 11/5/2026 | 10/9/2026 | 2026-01-09 | 2025-09-09 | PPM-Electrical | 52
PPM-00052 | In-house PPM | ELECTRICAL | QUARTERLY | 3 | 0 | POWER DB | POWER DB (UDP-SER-GF),TELECOM ROOM (IDF1),QANTAB TOURSIM OFFICE,VILLAGE SQUARE,ZONE-2,SBJ | SBJ-Z2-VS-IDF1-ELDB | VILLAGE SQUARE | 5 | [6 empty] | 11/8/2024 | 10/11/2024 | 9/2/2025 | 11/5/2025 | 10/9/2025 | 10/1/2026 | 12/5/2026 | 11/9/2026 | 2026-01-10 | 2025-09-10 | PPM-Electrical | 53
PPM-00053 | In-house PPM | ELECTRICAL | QUARTERLY | 3 | 0 | ELECTRICAL FITTINGS & FIXTURES | ELECTRICAL FITTINGS & FIXTURES,PRAYER ROOM,VILLAGE SQUARE,ZONE-2,SBJ | SBJ-Z2-VS-PR-EFF | VILLAGE SQUARE | 5 | [6 empty] | 11/8/2024 | 10/11/2024 | 9/2/2025 | 11/5/2025 | 10/9/2025 | 10/1/2026 | 12/5/2026 | 11/9/2026 | 2026-01-10 | 2025-09-10 | PPM-Electrical | 54
PPM-00054 | In-house PPM | ELECTRICAL | QUARTERLY | 3 | 0 | ELECTRICAL FITTINGS & FIXTURES | ELECTRICAL FITTINGS & FIXTURES,MALE PRAYER ROOM,VILLAGE SQUARE,ZONE-2,SBJ | SBJ-Z2-VS-MPR-EFF | VILLAGE SQUARE | 5 | [6 empty] | 11/8/2024 | 10/11/2024 | 9/2/2025 | 11/5/2025 | 10/9/2025 | 10/1/2026 | 12/5/2026 | 11/9/2026 | 2026-01-10 | 2025-09-10 | PPM-Electrical | 55
PPM-00055 | In-house PPM | ELECTRICAL | QUARTERLY | 3 | 0 | ELECTRICAL FITTINGS & FIXTURES | ELECTRICAL FITTINGS & FIXTURES,FEMALE PRAYER ROOM,VILLAGE SQUARE,ZONE-2,SBJ | SBJ-Z2-VS-FPR-EFF | VILLAGE SQUARE | 5 | [6 empty] | 11/8/2024 | 10/11/2024 | 9/2/2025 | 11/5/2025 | 10/9/2025 | 10/1/2026 | 12/5/2026 | 11/9/2026 | 2026-01-10 | 2025-09-10 | PPM-Electrical | 56
PPM-00056 | In-house PPM | ELECTRICAL | QUARTERLY | 3 | 0 | ELECTRICAL FITTINGS & FIXTURES | ELECTRICAL FITTINGS & FIXTURES,FEMALE WASH ROOM,VILLAGE SQUARE,ZONE-2,SBJ | SBJ-Z2-VS-FWR-EFF | VILLAGE SQUARE | 5 | [6 empty] | 11/8/2024 | 10/11/2024 | 9/2/2025 | 11/5/2025 | 10/9/2025 | 10/1/2026 | 12/5/2026 | 11/9/2026 | 2026-01-10 | 2025-09-10 | PPM-Electrical | 57
PPM-00057 | In-house PPM | ELECTRICAL | QUARTERLY | 3 | 0 | ELECTRICAL FITTINGS & FIXTURES | ELECTRICAL FITTINGS & FIXTURES,TELECOM(IDF2) ROOM COMMON AREA,VILLAGE SQUARE,ZONE-2,SBJ | SBJ-Z2-VS-IDF2CA-EFF | VILLAGE SQUARE | 5 | [6 empty] | 11/8/2024 | 10/11/2024 | 9/2/2025 | 11/5/2025 | 10/9/2025 | 10/1/2026 | 12/5/2026 | 11/9/2026 | 2026-01-10 | 2025-09-10 | PPM-Electrical | 58
PPM-00058 | In-house PPM | ELECTRICAL | QUARTERLY | 3 | 0 | ELECTRICAL FITTINGS & FIXTURES | ELECTRICAL FITTINGS & FIXTURES,ELECTRICAL ROOM 1,VILLAGE SQUARE,ZONE-2,SBJ | SBJ-Z2-VS-ELR1-EFF | VILLAGE SQUARE | 5 | [6 empty] | 11/8/2024 | 10/11/2024 | 9/2/2025 | 11/5/2025 | 10/9/2025 | 10/1/2026 | 12/5/2026 | 11/9/2026 | 2026-01-10 | 2025-09-10 | PPM-Electrical | 59
PPM-00059 | In-house PPM | ELECTRICAL | QUARTERLY | 3 | 0 | SUB MAIN POWER DB | SUB MAIN POWER DB ,ELECTRICAL ROOM 1,VILLAGE SQUARE,ZONE-2,SBJ | SBJ-Z2-VS-ELR1-SMDB1 | VILLAGE SQUARE | 5 | [6 empty] | 11/8/2024 | 10/11/2024 | 9/2/2025 | 11/5/2025 | 10/9/2025 | 10/1/2026 | 12/5/2026 | 11/9/2026 | 2026-01-10 | 2025-09-10 | PPM-Electrical | 60
PPM-00060 | In-house PPM | ELECTRICAL | QUARTERLY | 3 | 0 | SUB MAIN POWER DB | SUB MAIN POWER DB ,ELECTRICAL ROOM 1,VILLAGE SQUARE,ZONE-2,SBJ | SBJ-Z2-VS-ELR1-SMDB2 | VILLAGE SQUARE | 5 | [6 empty] | 11/8/2024 | 10/11/2024 | 9/2/2025 | 11/5/2025 | 10/9/2025 | 10/1/2026 | 12/5/2026 | 11/9/2026 | 2026-01-10 | 2025-09-10 | PPM-Electrical | 61
PPM-00061 | In-house PPM | ELECTRICAL | QUARTERLY | 3 | 0 | LIGHT CONTROL PANEL | LIGHT CONTROL PANEL ,ELECTRICAL ROOM 1,VILLAGE SQUARE,ZONE-2,SBJ | SBJ-Z2-VS-ELR1-ELCP | VILLAGE SQUARE | 5 | [6 empty] | 11/8/2024 | 10/11/2024 | 9/2/2025 | 11/5/2025 | 10/9/2025 | 10/1/2026 | 12/5/2026 | 11/9/2026 | 2026-01-10 | 2025-09-10 | PPM-Electrical | 62
PPM-00062 | In-house PPM | ELECTRICAL | QUARTERLY | 3 | 0 | ELECTRICAL FITTINGS & FIXTURES | ELECTRICAL FITTINGS & FIXTURES,TELECOM ROOM (IDF2),VILLAGE SQUARE,ZONE-2,SBJ | SBJ-Z2-VS-IDF2-EFF | VILLAGE SQUARE | 5 | [6 empty] | 12/8/2024 | 11/11/2024 | 10/2/2025 | 12/5/2025 | 11/9/2025 | 11/1/2026 | 13/5/2026 | 12/9/2026 | 2026-01-11 | 2025-09-11 | PPM-Electrical | 63
PPM-00063 | In-house PPM | ELECTRICAL | QUARTERLY | 3 | 0 | ELECTRICAL FITTINGS & FIXTURES | ELECTRICAL FITTINGS & FIXTURES,ELECTRICAL ROOM 2,VILLAGE SQUARE,ZONE-2,SBJ | SBJ-Z2-VS-ELR2-EFF | VILLAGE SQUARE | 5 | [6 empty] | 12/8/2024 | 11/11/2024 | 10/2/2025 | 12/5/2025 | 11/9/2025 | 11/1/2026 | 13/5/2026 | 12/9/2026 | 2026-01-11 | 2025-09-11 | PPM-Electrical | 64
PPM-00064 | In-house PPM | ELECTRICAL | QUARTERLY | 3 | 0 | SUB MAIN POWER DB | SUB MAIN POWER DB (MTR4 PANEL),ELECTRICAL ROOM 2,VILLAGE SQUARE,ZONE-2,SBJ | SBJ-Z2-VS-ELR2-SMDB1 | VILLAGE SQUARE | 5 | [6 empty] | 12/8/2024 | 11/11/2024 | 10/2/2025 | 12/5/2025 | 11/9/2025 | 11/1/2026 | 13/5/2026 | 12/9/2026 | 2026-01-11 | 2025-09-11 | PPM-Electrical | 65
PPM-00065 | In-house PPM | ELECTRICAL | QUARTERLY | 3 | 0 | SUB MAIN POWER DB | SUB MAIN POWER DB (MTR3 PANEL),ELECTRICAL ROOM 2,VILLAGE SQUARE,ZONE-2,SBJ | SBJ-Z2-VS-ELR2-SMDB2 | VILLAGE SQUARE | 5 | [6 empty] | 12/8/2024 | 11/11/2024 | 10/2/2025 | 12/5/2025 | 11/9/2025 | 11/1/2026 | 13/5/2026 | 12/9/2026 | 2026-01-11 | 2025-09-11 | PPM-Electrical | 66
PPM-00066 | In-house PPM | ELECTRICAL | QUARTERLY | 3 | 0 | LIGHT CONTROL PANEL | LIGHT CONTROL PANEL (LCP-EX2-GF),ELECTRICAL ROOM 2,VILLAGE SQUARE,ZONE-2,SBJ | SBJ-Z2-VS-ELR2-ELCP | VILLAGE SQUARE | 5 | [6 empty] | 12/8/2024 | 11/11/2024 | 10/2/2025 | 12/5/2025 | 11/9/2025 | 11/1/2026 | 13/5/2026 | 12/9/2026 | 2026-01-11 | 2025-09-11 | PPM-Electrical | 67
PPM-00067 | In-house PPM | ELECTRICAL | QUARTERLY | 3 | 0 | ELECTRICAL FITTINGS & FIXTURES | ELECTRICAL FITTINGS & FIXTURES,PUMP ROOM,VILLAGE SQUARE,ZONE-2,SBJ | SBJ-Z2-VS-PPR-EFF | VILLAGE SQUARE | 5 | [6 empty] | 12/8/2024 | 11/11/2024 | 10/2/2025 | 12/5/2025 | 11/9/2025 | 11/1/2026 | 13/5/2026 | 12/9/2026 | 2026-01-11 | 2025-09-11 | PPM-Electrical | 68
PPM-00068 | In-house PPM | ELECTRICAL | QUARTERLY | 3 | 0 | POWER DB | POWER DB,PUMP ROOM,VILLAGE SQUARE,ZONE-2,SBJ | SBJ-Z2-VS-PPR-ELDB | VILLAGE SQUARE | 5 | [6 empty] | 12/8/2024 | 11/11/2024 | 10/2/2025 | 12/5/2025 | 11/9/2025 | 11/1/2026 | 13/5/2026 | 12/9/2026 | 2026-01-11 | 2025-09-11 | PPM-Electrical | 69
PPM-00069 | In-house PPM | ELECTRICAL | QUARTERLY | 3 | 0 | ELECTRICAL FITTINGS & FIXTURES | ELECTRICAL FITTINGS AND FIXTURES,CENTRAL PARK,ZONE 3,SBJ | SBJ-Z3-CP-EFF | CENTRAL PARK | 4 | [6 empty] | 12/8/2024 | 11/11/2024 | 10/2/2025 | 12/5/2025 | 11/9/2025 | 11/1/2026 | 13/5/2026 | 12/9/2026 | 2026-01-11 | 2025-09-11 | PPM-Electrical | 70
PPM-00070 | In-house PPM | ELECTRICAL | QUARTERLY | 3 | 0 | ELECTRICAL FITTINGS & FIXTURES | ELECTRICAL FITTINGS AND FIXTURES,MALE TOILET,CENTRAL PARK,ZONE 3,SBJ | SBJ-Z3-CP-MTT-EFF | CENTRAL PARK | 5 | [6 empty] | 12/8/2024 | 11/11/2024 | 10/2/2025 | 12/5/2025 | 11/9/2025 | 11/1/2026 | 13/5/2026 | 12/9/2026 | 2026-01-11 | 2025-09-11 | PPM-Electrical | 71
PPM-00071 | In-house PPM | ELECTRICAL | QUARTERLY | 3 | 0 | ELECTRICAL FITTINGS & FIXTURES | ELECTRICAL FITTINGS AND FIXTURES,FEMALE TOILET,CENTRAL PARK,ZONE 3,SBJ | SBJ-Z3-CP-FTT-EFF | CENTRAL PARK | 5 | [6 empty] | 12/8/2024 | 11/11/2024 | 10/2/2025 | 12/5/2025 | 11/9/2025 | 11/1/2026 | 13/5/2026 | 12/9/2026 | 2026-01-11 | 2025-09-11 | PPM-Electrical | 72
PPM-00072 | In-house PPM | ELECTRICAL | QUARTERLY | 3 | 0 | ELECTRICAL FITTINGS & FIXTURES | ELECTRICAL FITTINGS AND FIXTURES,BUILDING D-75,ZONE 3A(ZAHA),SBJ | SBJ-Z3A-B75-EFF | BUILDING D75 | 4 | [6 empty] | 13/8/2024 | 12/11/2024 | 11/2/2025 | 13/5/2025 | 12/9/2025 | 12/1/2026 | 14/5/2026 | 13/9/2026 | 2026-01-12 | 2025-09-12 | PPM-Electrical | 73
PPM-00073 | In-house PPM | ELECTRICAL | QUARTERLY | 3 | 0 | JET FAN CONTROL | JET FAN CONTROL,MB-Z3-D75GF-JETCP-2485,ELECTRICAL ROOM,GROUND FLOOR,BUILDING D-75,ZONE 3A(ZAHA),SBJ | SBJ-Z3A-B75-GF-ELR-JETCP-2485 | BUILDING D75 | 6 | AL KIYUMI | [5 empty] | 13/8/2024 | 12/11/2024 | 11/2/2025 | 13/5/2025 | 12/9/2025 | 12/1/2026 | 14/5/2026 | 13/9/2026 | 2026-01-12 | 2025-09-12 | PPM-Electrical | 74
PPM-00074 | In-house PPM | ELECTRICAL | QUARTERLY | 3 | 0 | LIGHT CONTROL PANEL | LIGHT CONTROL PANEL,MB-Z3-D75GF-ELLCP-2506,ELECTRICAL ROOM,GROUND FLOOR,BUILDING D-75,ZONE 3A(ZAHA),SBJ | SBJ-Z3A-B75-GF-ELR-ELLCP-2506 | BUILDING D75 | 6 | AL KIYUMI | [5 empty] | 13/8/2024 | 12/11/2024 | 11/2/2025 | 13/5/2025 | 12/9/2025 | 12/1/2026 | 14/5/2026 | 13/9/2026 | 2026-01-12 | 2025-09-12 | PPM-Electrical | 75
PPM-00075 | In-house PPM | ELECTRICAL | QUARTERLY | 3 | 0 | POWER DB | POWER DB,MB-Z3-D75GF-ELDB-2527,ELECTRICAL ROOM,GROUND FLOOR,BUILDING D-75,ZONE 3A(ZAHA),SBJ | SBJ-Z3A-B75-GF-ELR-ELDB-2527 | BUILDING D75 | 6 | ABB | [5 empty] | 13/8/2024 | 12/11/2024 | 11/2/2025 | 13/5/2025 | 12/9/2025 | 12/1/2026 | 14/5/2026 | 13/9/2026 | 2026-01-12 | 2025-09-12 | PPM-Electrical | 76
PPM-00076 | In-house PPM | ELECTRICAL | QUARTERLY | 3 | 0 | SUB MAIN POWER DB | SUB MAIN POWER DB,MB-Z3-D75GF-SMDB-2548,ELECTRICAL ROOM,GROUND FLOOR,BUILDING D-75,ZONE 3A(ZAHA),SBJ | SBJ-Z3A-B75-GF-ELR-SMDB-2548 | BUILDING D75 | 6 | AL KIYUMI | [5 empty] | 13/8/2024 | 12/11/2024 | 11/2/2025 | 13/5/2025 | 12/9/2025 | 12/1/2026 | 14/5/2026 | 13/9/2026 | 2026-01-12 | 2025-09-12 | PPM-Electrical | 77
PPM-00077 | In-house PPM | ELECTRICAL | QUARTERLY | 3 | 0 | SUB MAIN POWER DB | SUB MAIN POWER DB,MB-Z3-D75GF-SMDB-2569,ELECTRICAL ROOM,GROUND FLOOR,BUILDING D-75,ZONE 3A(ZAHA),SBJ | SBJ-Z3A-B75-GF-ELR-SMDB-2569 | BUILDING D75 | 6 | FLAKT WOODS | [5 empty] | 13/8/2024 | 12/11/2024 | 11/2/2025 | 13/5/2025 | 12/9/2025 | 12/1/2026 | 14/5/2026 | 13/9/2026 | 2026-01-12 | 2025-09-12 | PPM-Electrical | 78
PPM-00078 | In-house PPM | ELECTRICAL | QUARTERLY | 3 | 0 | EXHAUST FAN | EXHAUST FAN,MB-Z3-D75GF-JETF-2590,PARKING,GROUND FLOOR,BUILDING D-75,ZONE 3A(ZAHA),SBJ | SBJ-Z3A-B75-GF-PRK-JETF-2590 | BUILDING D75 | 6 | FLAKT WOODS | HT035JM |  |  |  |  | 13/8/2024 | 12/11/2024 | 11/2/2025 | 13/5/2025 | 12/9/2025 | 12/1/2026 | 14/5/2026 | 13/9/2026 | 2026-01-12 | 2025-09-12 | PPM-Electrical | 79
PPM-00079 | In-house PPM | ELECTRICAL | QUARTERLY | 3 | 0 | EXHAUST FAN | EXHAUST FAN,MB-Z3-D75GF-JETF-2591,PARKING,GROUND FLOOR,BUILDING D-75,ZONE 3A(ZAHA),SBJ | SBJ-Z3A-B75-GF-PRK-JETF-2591 | BUILDING D75 | 6 | FLAKT WOODS | HT035JM |  |  |  |  | 13/8/2024 | 12/11/2024 | 11/2/2025 | 13/5/2025 | 12/9/2025 | 12/1/2026 | 14/5/2026 | 13/9/2026 | 2026-01-12 | 2025-09-12 | PPM-Electrical | 80
PPM-00080 | In-house PPM | ELECTRICAL | QUARTERLY | 3 | 0 | JET FAN | JET FAN,MB-Z3-D75GF-JETF-2632,PARKING,GROUND FLOOR,BUILDING D-75,ZONE 3A(ZAHA),SBJ | SBJ-Z3A-B75-GF-PRK-JETF-2632 | BUILDING D75 | 6 | FLAKT WOODS | 35JT-3SP-UBD-TB |  |  |  |  | 13/8/2024 | 12/11/2024 | 11/2/2025 | 13/5/2025 | 12/9/2025 | 12/1/2026 | 14/5/2026 | 13/9/2026 | 2026-01-12 | 2025-09-12 | PPM-Electrical | 81
PPM-00081 | In-house PPM | ELECTRICAL | QUARTERLY | 3 | 0 | JET FAN | JET FAN,MB-Z3-D75GF-JETF-2633,PARKING,GROUND FLOOR,BUILDING D-75,ZONE 3A(ZAHA),SBJ | SBJ-Z3A-B75-GF-PRK-JETF-2633 | BUILDING D75 | 6 | FLAKT WOODS | 35JT-3SP-UBD-TB |  |  |  |  | 13/8/2024 | 12/11/2024 | 11/2/2025 | 13/5/2025 | 12/9/2025 | 12/1/2026 | 14/5/2026 | 13/9/2026 | 2026-01-12 | 2025-09-12 | PPM-Electrical | 82
PPM-00082 | In-house PPM | ELECTRICAL | QUARTERLY | 3 | 0 | JET FAN | JET FAN,MB-Z3-D75GF-JETF-2634,PARKING,GROUND FLOOR,BUILDING D-75,ZONE 3A(ZAHA),SBJ | SBJ-Z3A-B75-GF-PRK-JETF-2634 | BUILDING D75 | 6 | FLAKT WOODS | 35JT-3SP-UBD-TB |  |  |  |  | 13/8/2024 | 12/11/2024 | 11/2/2025 | 13/5/2025 | 12/9/2025 | 12/1/2026 | 14/5/2026 | 13/9/2026 | 2026-01-12 | 2025-09-12 | PPM-Electrical | 83
PPM-00083 | In-house PPM | ELECTRICAL | QUARTERLY | 3 | 0 | JET FAN | JET FAN,MB-Z3-D75GF-JETF-2635,PARKING,GROUND FLOOR,BUILDING D-75,ZONE 3A(ZAHA),SBJ | SBJ-Z3A-B75-GF-PRK-JETF-2635 | BUILDING D75 | 6 | FLAKT WOODS | 35JT-3SP-UBD-TB |  |  |  |  | 13/8/2024 | 12/11/2024 | 11/2/2025 | 13/5/2025 | 12/9/2025 | 12/1/2026 | 14/5/2026 | 13/9/2026 | 2026-01-12 | 2025-09-12 | PPM-Electrical | 84
PPM-00084 | In-house PPM | ELECTRICAL | QUARTERLY | 3 | 0 | ELECTRICAL FITTINGS & FIXTURES | ELECTRICAL FITTINGS AND FIXTURES,BUILDING D-74,ZONE 3A(ZAHA),SBJ | SBJ-Z3A-B74-EFF | BUILDING D74 | 4 | [6 empty] | 13/8/2024 | 12/11/2024 | 11/2/2025 | 13/5/2025 | 12/9/2025 | 12/1/2026 | 14/5/2026 | 13/9/2026 | 2026-01-12 | 2025-09-12 | PPM-Electrical | 85
PPM-00085 | In-house PPM | ELECTRICAL | QUARTERLY | 3 | 0 | JET FAN CONTROL | JET FAN CONTROL,MB-Z3-D74GF-JETCP-2486,ELECTRICAL ROOM,GROUND FLOOR,BUILDING D-74,ZONE 3A(ZAHA),SBJ | SBJ-Z3A-B74-GF-ELR-JETCP-2486 | BUILDING D74 | 6 | AL KIYUMI | [5 empty] | 14/8/2024 | 13/11/2024 | 12/2/2025 | 14/5/2025 | 13/9/2025 | 13/1/2026 | 15/5/2026 | 14/9/2026 | 2026-01-13 | 2025-09-13 | PPM-Electrical | 86
PPM-00086 | In-house PPM | ELECTRICAL | QUARTERLY | 3 | 0 | LIGHT CONTROL PANEL | LIGHT CONTROL PANEL,MB-Z3-D74GF-ELLCP-2507,ELECTRICAL ROOM,GROUND FLOOR,BUILDING D-74,ZONE 3A(ZAHA),SBJ | SBJ-Z3A-B74-GF-ELR-ELLCP-2507 | BUILDING D74 | 6 | AL KIYUMI | [5 empty] | 14/8/2024 | 13/11/2024 | 12/2/2025 | 14/5/2025 | 13/9/2025 | 13/1/2026 | 15/5/2026 | 14/9/2026 | 2026-01-13 | 2025-09-13 | PPM-Electrical | 87
PPM-00087 | In-house PPM | ELECTRICAL | QUARTERLY | 3 | 0 | POWER DB | POWER DB,MB-Z3-D74GF-ELDB-2528,ELECTRICAL ROOM,GROUND FLOOR,BUILDING D-74,ZONE 3A(ZAHA),SBJ | SBJ-Z3A-B74-GF-ELR-ELDB-2528 | BUILDING D74 | 6 | ABB | [5 empty] | 14/8/2024 | 13/11/2024 | 12/2/2025 | 14/5/2025 | 13/9/2025 | 13/1/2026 | 15/5/2026 | 14/9/2026 | 2026-01-13 | 2025-09-13 | PPM-Electrical | 88
PPM-00088 | In-house PPM | ELECTRICAL | QUARTERLY | 3 | 0 | SUB MAIN POWER DB | SUB MAIN POWER DB,MB-Z3-D74GF-SMDB-2549,ELECTRICAL ROOM,GROUND FLOOR,BUILDING D-74,ZONE 3A(ZAHA),SBJ | SBJ-Z3A-B74-GF-ELR-SMDB-2549 | BUILDING D74 | 6 | AL KIYUMI | [5 empty] | 14/8/2024 | 13/11/2024 | 12/2/2025 | 14/5/2025 | 13/9/2025 | 13/1/2026 | 15/5/2026 | 14/9/2026 | 2026-01-13 | 2025-09-13 | PPM-Electrical | 89
PPM-00089 | In-house PPM | ELECTRICAL | QUARTERLY | 3 | 0 | SUB MAIN POWER DB | SUB MAIN POWER DB,MB-Z3-D74GF-SMDB-2570,ELECTRICAL ROOM,GROUND FLOOR,BUILDING D-74,ZONE 3A(ZAHA),SBJ | SBJ-Z3A-B74-GF-ELR-SMDB-2570 | BUILDING D74 | 6 | FLAKT WOODS | [5 empty] | 14/8/2024 | 13/11/2024 | 12/2/2025 | 14/5/2025 | 13/9/2025 | 13/1/2026 | 15/5/2026 | 14/9/2026 | 2026-01-13 | 2025-09-13 | PPM-Electrical | 90
PPM-00090 | In-house PPM | ELECTRICAL | QUARTERLY | 3 | 0 | EXHAUST FAN | EXHAUST FAN,MB-Z3-D74GF-JETF-2592,PARKING,GROUND FLOOR,BUILDING D-74,ZONE 3A(ZAHA),SBJ | SBJ-Z3A-B74-GF-PRK-JETF-2592 | BUILDING D74 | 6 | FLAKT WOODS | HT035JM |  |  |  |  | 14/8/2024 | 13/11/2024 | 12/2/2025 | 14/5/2025 | 13/9/2025 | 13/1/2026 | 15/5/2026 | 14/9/2026 | 2026-01-13 | 2025-09-13 | PPM-Electrical | 91
PPM-00091 | In-house PPM | ELECTRICAL | QUARTERLY | 3 | 0 | EXHAUST FAN | EXHAUST FAN,MB-Z3-D74GF-JETF-2593,PARKING,GROUND FLOOR,BUILDING D-74,ZONE 3A(ZAHA),SBJ | SBJ-Z3A-B74-GF-PRK-JETF-2593 | BUILDING D74 | 6 | FLAKT WOODS | HT035JM |  |  |  |  | 14/8/2024 | 13/11/2024 | 12/2/2025 | 14/5/2025 | 13/9/2025 | 13/1/2026 | 15/5/2026 | 14/9/2026 | 2026-01-13 | 2025-09-13 | PPM-Electrical | 92
PPM-00092 | In-house PPM | ELECTRICAL | QUARTERLY | 3 | 0 | JET FAN | JET FAN,MB-Z3-D74GF-JETF-2636,PARKING,GROUND FLOOR,BUILDING D-74,ZONE 3A(ZAHA),SBJ | SBJ-Z3A-B74-GF-PRK-JETF-2636 | BUILDING D74 | 6 | FLAKT WOODS | 35JT-3SP-UBD-TB |  |  |  |  | 14/8/2024 | 13/11/2024 | 12/2/2025 | 14/5/2025 | 13/9/2025 | 13/1/2026 | 15/5/2026 | 14/9/2026 | 2026-01-13 | 2025-09-13 | PPM-Electrical | 93
PPM-00093 | In-house PPM | ELECTRICAL | QUARTERLY | 3 | 0 | JET FAN | JET FAN,MB-Z3-D74GF-JETF-2637,PARKING,GROUND FLOOR,BUILDING D-74,ZONE 3A(ZAHA),SBJ | SBJ-Z3A-B74-GF-PRK-JETF-2637 | BUILDING D74 | 6 | FLAKT WOODS | 35JT-3SP-UBD-TB |  |  |  |  | 14/8/2024 | 13/11/2024 | 12/2/2025 | 14/5/2025 | 13/9/2025 | 13/1/2026 | 15/5/2026 | 14/9/2026 | 2026-01-13 | 2025-09-13 | PPM-Electrical | 94
PPM-00094 | In-house PPM | ELECTRICAL | QUARTERLY | 3 | 0 | JET FAN | JET FAN,MB-Z3-D74GF-JETF-2638,PARKING,GROUND FLOOR,BUILDING D-74,ZONE 3A(ZAHA),SBJ | SBJ-Z3A-B74-GF-PRK-JETF-2638 | BUILDING D74 | 6 | FLAKT WOODS | 35JT-3SP-UBD-TB |  |  |  |  | 14/8/2024 | 13/11/2024 | 12/2/2025 | 14/5/2025 | 13/9/2025 | 13/1/2026 | 15/5/2026 | 14/9/2026 | 2026-01-13 | 2025-09-13 | PPM-Electrical | 95
PPM-00095 | In-house PPM | ELECTRICAL | QUARTERLY | 3 | 0 | JET FAN | JET FAN,MB-Z3-D74GF-JETF-2639,PARKING,GROUND FLOOR,BUILDING D-74,ZONE 3A(ZAHA),SBJ | SBJ-Z3A-B74-GF-PRK-JETF-2639 | BUILDING D74 | 6 | FLAKT WOODS | 35JT-3SP-UBD-TB |  |  |  |  | 15/8/2024 | 14/11/2024 | 13/2/2025 | 15/5/2025 | 14/9/2025 | 14/1/2026 | 16/5/2026 | 15/9/2026 | 2026-01-14 | 2025-09-14 | PPM-Electrical | 96
PPM-00096 | In-house PPM | ELECTRICAL | QUARTERLY | 3 | 0 | JET FAN CONTROL | JET FAN CONTROL,MB-Z3-D44GF-JETCP-2487,ELECTRICAL ROOM,GROUND FLOOR,BUILDING D-44,ZONE 3A(ZAHA),SBJ | SBJ-Z3A-B44-GF-ELR-JETCP-2487 | BUILDING D44 | 6 | AL KIYUMI | [5 empty] | 15/8/2024 | 14/11/2024 | 13/2/2025 | 15/5/2025 | 14/9/2025 | 14/1/2026 | 16/5/2026 | 15/9/2026 | 2026-01-14 | 2025-09-14 | PPM-Electrical | 97
PPM-00097 | In-house PPM | ELECTRICAL | QUARTERLY | 3 | 0 | LIGHT CONTROL PANEL | LIGHT CONTROL PANEL,MB-Z3-D44GF-ELLCP-2508,ELECTRICAL ROOM,GROUND FLOOR,BUILDING D-44,ZONE 3A(ZAHA),SBJ | SBJ-Z3A-B44-GF-ELR-ELLCP-2508 | BUILDING D44 | 6 | AL KIYUMI | [5 empty] | 15/8/2024 | 14/11/2024 | 13/2/2025 | 15/5/2025 | 14/9/2025 | 14/1/2026 | 16/5/2026 | 15/9/2026 | 2026-01-14 | 2025-09-14 | PPM-Electrical | 98
PPM-00098 | In-house PPM | ELECTRICAL | QUARTERLY | 3 | 0 | POWER DB | POWER DB,MB-Z3-D44GF-ELDB-2529,ELECTRICAL ROOM,GROUND FLOOR,BUILDING D-44,ZONE 3A(ZAHA),SBJ | SBJ-Z3A-B44-GF-ELR-ELDB-2529 | BUILDING D44 | 6 | ABB | [5 empty] | 15/8/2024 | 14/11/2024 | 13/2/2025 | 15/5/2025 | 14/9/2025 | 14/1/2026 | 16/5/2026 | 15/9/2026 | 2026-01-14 | 2025-09-14 | PPM-Electrical | 99
PPM-00099 | In-house PPM | ELECTRICAL | QUARTERLY | 3 | 0 | SUB MAIN POWER DB | SUB MAIN POWER DB,MB-Z3-D44GF-SMDB-2550,ELECTRICAL ROOM,GROUND FLOOR,BUILDING D-44,ZONE 3A(ZAHA),SBJ | SBJ-Z3A-B44-GF-ELR-SMDB-2550 | BUILDING D44 | 6 | AL KIYUMI | [5 empty] | 15/8/2024 | 14/11/2024 | 13/2/2025 | 15/5/2025 | 14/9/2025 | 14/1/2026 | 16/5/2026 | 15/9/2026 | 2026-01-14 | 2025-09-14 | PPM-Electrical | 100
PPM-00100 | In-house PPM | ELECTRICAL | QUARTERLY | 3 | 0 | SUB MAIN POWER DB | SUB MAIN POWER DB,MB-Z3-D44GF-SMDB-2571,ELECTRICAL ROOM,GROUND FLOOR,BUILDING D-44,ZONE 3A(ZAHA),SBJ | SBJ-Z3A-B44-GF-ELR-SMDB-2571 | BUILDING D44 | 6 | FLAKT WOODS | [5 empty] | 15/8/2024 | 14/11/2024 | 13/2/2025 | 15/5/2025 | 14/9/2025 | 14/1/2026 | 16/5/2026 | 15/9/2026 | 2026-01-14 | 2025-09-14 | PPM-Electrical | 101
PPM-00101 | In-house PPM | ELECTRICAL | QUARTERLY | 3 | 0 | EXHAUST FAN | EXHAUST FAN,MB-Z3-D44GF-JETF-2594,PARKING,GROUND FLOOR,BUILDING D-44,ZONE 3A(ZAHA),SBJ | SBJ-Z3A-B44-GF-PRK-JETF-2594 | BUILDING D44 | 6 | FLAKT WOODS | HT035JM |  |  |  |  | 15/8/2024 | 14/11/2024 | 13/2/2025 | 15/5/2025 | 14/9/2025 | 14/1/2026 | 16/5/2026 | 15/9/2026 | 2026-01-14 | 2025-09-14 | PPM-Electrical | 102
PPM-00102 | In-house PPM | ELECTRICAL | QUARTERLY | 3 | 0 | EXHAUST FAN | EXHAUST FAN,MB-Z3-D44GF-JETF-2595,PARKING,GROUND FLOOR,BUILDING D-44,ZONE 3A(ZAHA),SBJ | SBJ-Z3A-B44-GF-PRK-JETF-2595 | BUILDING D44 | 6 | FLAKT WOODS | HT035JM |  |  |  |  | 15/8/2024 | 14/11/2024 | 13/2/2025 | 15/5/2025 | 14/9/2025 | 14/1/2026 | 16/5/2026 | 15/9/2026 | 2026-01-14 | 2025-09-14 | PPM-Electrical | 103
PPM-00103 | In-house PPM | ELECTRICAL | QUARTERLY | 3 | 0 | JET FAN | JET FAN,MB-Z3-D44GF-JETF-2640,PARKING,GROUND FLOOR,BUILDING D-44,ZONE 3A(ZAHA),SBJ | SBJ-Z3A-B44-GF-PRK-JETF-2640 | BUILDING D44 | 6 | FLAKT WOODS | 35JT-3SP-UBD-TB |  |  |  |  | 15/8/2024 | 14/11/2024 | 13/2/2025 | 15/5/2025 | 14/9/2025 | 14/1/2026 | 16/5/2026 | 15/9/2026 | 2026-01-14 | 2025-09-14 | PPM-Electrical | 104
PPM-00104 | In-house PPM | ELECTRICAL | QUARTERLY | 3 | 0 | JET FAN | JET FAN,MB-Z3-D44GF-JETF-2641,PARKING,GROUND FLOOR,BUILDING D-44,ZONE 3A(ZAHA),SBJ | SBJ-Z3A-B44-GF-PRK-JETF-2641 | BUILDING D44 | 6 | FLAKT WOODS | 35JT-3SP-UBD-TB |  |  |  |  | 15/8/2024 | 14/11/2024 | 13/2/2025 | 15/5/2025 | 14/9/2025 | 14/1/2026 | 16/5/2026 | 15/9/2026 | 2026-01-14 | 2025-09-14 | PPM-Electrical | 105
PPM-00105 | In-house PPM | ELECTRICAL | QUARTERLY | 3 | 0 | JET FAN | JET FAN,MB-Z3-D44GF-JETF-2642,PARKING,GROUND FLOOR,BUILDING D-44,ZONE 3A(ZAHA),SBJ | SBJ-Z3A-B44-GF-PRK-JETF-2642 | BUILDING D44 | 6 | FLAKT WOODS | 35JT-3SP-UBD-TB |  |  |  |  | 17/8/2024 | 16/11/2024 | 15/2/2025 | 17/5/2025 | 16/9/2025 | 16/1/2026 | 18/5/2026 | 17/9/2026 | 2026-01-16 | 2025-09-16 | PPM-Electrical | 106
PPM-00106 | In-house PPM | ELECTRICAL | QUARTERLY | 3 | 0 | JET FAN | JET FAN,MB-Z3-D44GF-JETF-2643,PARKING,GROUND FLOOR,BUILDING D-44,ZONE 3A(ZAHA),SBJ | SBJ-Z3A-B44-GF-PRK-JETF-2643 | BUILDING D44 | 6 | FLAKT WOODS | 35JT-3SP-UBD-TB |  |  |  |  | 17/8/2024 | 16/11/2024 | 15/2/2025 | 17/5/2025 | 16/9/2025 | 16/1/2026 | 18/5/2026 | 17/9/2026 | 2026-01-16 | 2025-09-16 | PPM-Electrical | 107
PPM-00107 | In-house PPM | ELECTRICAL | QUARTERLY | 3 | 0 | ELECTRICAL FITTINGS & FIXTURES | ELECTRICAL FITTINGS AND FIXTURES,BUILDING D-44,ZONE 3A(ZAHA),SBJ | SBJ-Z3A-B44-EFF | BUILDING D44 | 4 | [6 empty] | 17/8/2024 | 16/11/2024 | 15/2/2025 | 17/5/2025 | 16/9/2025 | 16/1/2026 | 18/5/2026 | 17/9/2026 | 2026-01-16 | 2025-09-16 | PPM-Electrical | 108
PPM-00108 | In-house PPM | ELECTRICAL | QUARTERLY | 3 | 0 | JET FAN CONTROL | JET FAN CONTROL,MB-Z3-D45GF-JETCP-2488,ELECTRICAL ROOM,GROUND FLOOR,BUILDING D-45,ZONE 3A(ZAHA),SBJ | SBJ-Z3A-B45-GF-ELR-JETCP-2488 | BUILDING D45 | 6 | AL KIYUMI | [5 empty] | 17/8/2024 | 16/11/2024 | 15/2/2025 | 17/5/2025 | 16/9/2025 | 16/1/2026 | 18/5/2026 | 17/9/2026 | 2026-01-16 | 2025-09-16 | PPM-Electrical | 109
PPM-00109 | In-house PPM | ELECTRICAL | QUARTERLY | 3 | 0 | LIGHT CONTROL PANEL | LIGHT CONTROL PANEL,MB-Z3-D45GF-ELLCP-2509,ELECTRICAL ROOM,GROUND FLOOR,BUILDING D-45,ZONE 3A(ZAHA),SBJ | SBJ-Z3A-B45-GF-ELR-ELLCP-2509 | BUILDING D45 | 6 | AL KIYUMI | [5 empty] | 17/8/2024 | 16/11/2024 | 15/2/2025 | 17/5/2025 | 16/9/2025 | 16/1/2026 | 18/5/2026 | 17/9/2026 | 2026-01-16 | 2025-09-16 | PPM-Electrical | 110
PPM-00110 | In-house PPM | ELECTRICAL | QUARTERLY | 3 | 0 | POWER DB | POWER DB,MB-Z3-D45GF-ELDB-2530,ELECTRICAL ROOM,GROUND FLOOR,BUILDING D-45,ZONE 3A(ZAHA),SBJ | SBJ-Z3A-B45-GF-ELR-ELDB-2530 | BUILDING D45 | 6 | ABB | [5 empty] | 17/8/2024 | 16/11/2024 | 15/2/2025 | 17/5/2025 | 16/9/2025 | 16/1/2026 | 18/5/2026 | 17/9/2026 | 2026-01-16 | 2025-09-16 | PPM-Electrical | 111
PPM-00111 | In-house PPM | ELECTRICAL | QUARTERLY | 3 | 0 | SUB MAIN POWER DB | SUB MAIN POWER DB,MB-Z3-D45GF-SMDB-2551,ELECTRICAL ROOM,GROUND FLOOR,BUILDING D-45,ZONE 3A(ZAHA),SBJ | SBJ-Z3A-B45-GF-ELR-SMDB-2551 | BUILDING D45 | 6 | AL KIYUMI | [5 empty] | 17/8/2024 | 16/11/2024 | 15/2/2025 | 17/5/2025 | 16/9/2025 | 16/1/2026 | 18/5/2026 | 17/9/2026 | 2026-01-16 | 2025-09-16 | PPM-Electrical | 112
PPM-00112 | In-house PPM | ELECTRICAL | QUARTERLY | 3 | 0 | SUB MAIN POWER DB | SUB MAIN POWER DB,MB-Z3-D45GF-SMDB-2572,ELECTRICAL ROOM,GROUND FLOOR,BUILDING D-45,ZONE 3A(ZAHA),SBJ | SBJ-Z3A-B45-GF-ELR-SMDB-2572 | BUILDING D45 | 6 | FLAKT WOODS | [5 empty] | 17/8/2024 | 16/11/2024 | 15/2/2025 | 17/5/2025 | 16/9/2025 | 16/1/2026 | 18/5/2026 | 17/9/2026 | 2026-01-16 | 2025-09-16 | PPM-Electrical | 113
PPM-00113 | In-house PPM | ELECTRICAL | QUARTERLY | 3 | 0 | EXHAUST FAN | EXHAUST FAN,MB-Z3-D45GF-JETF-2596,PARKING,GROUND FLOOR,BUILDING D-45,ZONE 3A(ZAHA),SBJ | SBJ-Z3A-B45-GF-PRK-JETF-2596 | BUILDING D45 | 6 | FLAKT WOODS | HT035JM |  |  |  |  | 17/8/2024 | 16/11/2024 | 15/2/2025 | 17/5/2025 | 16/9/2025 | 16/1/2026 | 18/5/2026 | 17/9/2026 | 2026-01-16 | 2025-09-16 | PPM-Electrical | 114
PPM-00114 | In-house PPM | ELECTRICAL | QUARTERLY | 3 | 0 | EXHAUST FAN | EXHAUST FAN,MB-Z3-D45GF-JETF-2597,PARKING,GROUND FLOOR,BUILDING D-45,ZONE 3A(ZAHA),SBJ | SBJ-Z3A-B45-GF-PRK-JETF-2597 | BUILDING D45 | 6 | FLAKT WOODS | HT035JM |  |  |  |  | 17/8/2024 | 16/11/2024 | 15/2/2025 | 17/5/2025 | 16/9/2025 | 16/1/2026 | 18/5/2026 | 17/9/2026 | 2026-01-16 | 2025-09-16 | PPM-Electrical | 115
PPM-00115 | In-house PPM | ELECTRICAL | QUARTERLY | 3 | 0 | JET FAN | JET FAN,MB-Z3-D45GF-JETF-2644,PARKING,GROUND FLOOR,BUILDING D-45,ZONE 3A(ZAHA),SBJ | SBJ-Z3A-B45-GF-PRK-JETF-2644 | BUILDING D45 | 6 | FLAKT WOODS | 35JT-3SP-UBD-TB |  |  |  |  | 18/8/2024 | 17/11/2024 | 16/2/2025 | 18/5/2025 | 17/9/2025 | 17/1/2026 | 19/5/2026 | 18/9/2026 | 2026-01-17 | 2025-09-17 | PPM-Electrical | 116
PPM-00116 | In-house PPM | ELECTRICAL | QUARTERLY | 3 | 0 | JET FAN | JET FAN,MB-Z3-D45GF-JETF-2645,PARKING,GROUND FLOOR,BUILDING D-45,ZONE 3A(ZAHA),SBJ | SBJ-Z3A-B45-GF-PRK-JETF-2645 | BUILDING D45 | 6 | FLAKT WOODS | 35JT-3SP-UBD-TB |  |  |  |  | 18/8/2024 | 17/11/2024 | 16/2/2025 | 18/5/2025 | 17/9/2025 | 17/1/2026 | 19/5/2026 | 18/9/2026 | 2026-01-17 | 2025-09-17 | PPM-Electrical | 117
PPM-00117 | In-house PPM | ELECTRICAL | QUARTERLY | 3 | 0 | JET FAN | JET FAN,MB-Z3-D45GF-JETF-2646,PARKING,GROUND FLOOR,BUILDING D-45,ZONE 3A(ZAHA),SBJ | SBJ-Z3A-B45-GF-PRK-JETF-2646 | BUILDING D45 | 6 | FLAKT WOODS | 35JT-3SP-UBD-TB |  |  |  |  | 18/8/2024 | 17/11/2024 | 16/2/2025 | 18/5/2025 | 17/9/2025 | 17/1/2026 | 19/5/2026 | 18/9/2026 | 2026-01-17 | 2025-09-17 | PPM-Electrical | 118
PPM-00118 | In-house PPM | ELECTRICAL | QUARTERLY | 3 | 0 | JET FAN | JET FAN,MB-Z3-D45GF-JETF-2647,PARKING,GROUND FLOOR,BUILDING D-45,ZONE 3A(ZAHA),SBJ | SBJ-Z3A-B45-GF-PRK-JETF-2647 | BUILDING D45 | 6 | FLAKT WOODS | 35JT-3SP-UBD-TB |  |  |  |  | 18/8/2024 | 17/11/2024 | 16/2/2025 | 18/5/2025 | 17/9/2025 | 17/1/2026 | 19/5/2026 | 18/9/2026 | 2026-01-17 | 2025-09-17 | PPM-Electrical | 119
PPM-00119 | In-house PPM | ELECTRICAL | QUARTERLY | 3 | 0 | ELECTRICAL FITTINGS & FIXTURES | ELECTRICAL FITTINGS AND FIXTURES,BUILDING D-45,ZONE 3A(ZAHA),SBJ | SBJ-Z3A-B45-EFF | BUILDING D45 | 4 | [6 empty] | 18/8/2024 | 17/11/2024 | 16/2/2025 | 18/5/2025 | 17/9/2025 | 17/1/2026 | 19/5/2026 | 18/9/2026 | 2026-01-17 | 2025-09-17 | PPM-Electrical | 120
PPM-00120 | In-house PPM | ELECTRICAL | QUARTERLY | 3 | 0 | JET FAN CONTROL | JET FAN CONTROL,MB-Z3-D46GF-JETCP-2489,ELECTRICAL ROOM,GROUND FLOOR,BUILDING D-45,ZONE 3A(ZAHA),SBJ | SBJ-Z3A-B46-GF-ELR-JETCP-2488 | BUILDING D46 | 6 | AL KIYUMI | [5 empty] | 18/8/2024 | 17/11/2024 | 16/2/2025 | 18/5/2025 | 17/9/2025 | 17/1/2026 | 19/5/2026 | 18/9/2026 | 2026-01-17 | 2025-09-17 | PPM-Electrical | 121
PPM-00121 | In-house PPM | ELECTRICAL | QUARTERLY | 3 | 0 | LIGHT CONTROL PANEL | LIGHT CONTROL PANEL,MB-Z3-D46GF-ELLCP-2510,ELECTRICAL ROOM,GROUND FLOOR,BUILDING D-45,ZONE 3A(ZAHA),SBJ | SBJ-Z3A-B46-GF-ELR-ELLCP-2509 | BUILDING D46 | 6 | AL KIYUMI | [5 empty] | 18/8/2024 | 17/11/2024 | 16/2/2025 | 18/5/2025 | 17/9/2025 | 17/1/2026 | 19/5/2026 | 18/9/2026 | 2026-01-17 | 2025-09-17 | PPM-Electrical | 122
PPM-00122 | In-house PPM | ELECTRICAL | QUARTERLY | 3 | 0 | POWER DB | POWER DB,MB-Z3-D46GF-ELDB-2531,ELECTRICAL ROOM,GROUND FLOOR,BUILDING D-45,ZONE 3A(ZAHA),SBJ | SBJ-Z3A-B46-GF-ELR-ELDB-2530 | BUILDING D46 | 6 | ABB | [5 empty] | 18/8/2024 | 17/11/2024 | 16/2/2025 | 18/5/2025 | 17/9/2025 | 17/1/2026 | 19/5/2026 | 18/9/2026 | 2026-01-17 | 2025-09-17 | PPM-Electrical | 123
PPM-00123 | In-house PPM | ELECTRICAL | QUARTERLY | 3 | 0 | SUB MAIN POWER DB | SUB MAIN POWER DB,MB-Z3-D46GF-SMDB-2552,ELECTRICAL ROOM,GROUND FLOOR,BUILDING D-45,ZONE 3A(ZAHA),SBJ | SBJ-Z3A-B46-GF-ELR-SMDB-2551 | BUILDING D46 | 6 | AL KIYUMI | [5 empty] | 18/8/2024 | 17/11/2024 | 16/2/2025 | 18/5/2025 | 17/9/2025 | 17/1/2026 | 19/5/2026 | 18/9/2026 | 2026-01-17 | 2025-09-17 | PPM-Electrical | 124
PPM-00124 | In-house PPM | ELECTRICAL | QUARTERLY | 3 | 0 | SUB MAIN POWER DB | SUB MAIN POWER DB,MB-Z3-D46GF-SMDB-2573,ELECTRICAL ROOM,GROUND FLOOR,BUILDING D-45,ZONE 3A(ZAHA),SBJ | SBJ-Z3A-B46-GF-ELR-SMDB-2572 | BUILDING D46 | 6 | FLAKT WOODS | [5 empty] | 18/8/2024 | 17/11/2024 | 16/2/2025 | 18/5/2025 | 17/9/2025 | 17/1/2026 | 19/5/2026 | 18/9/2026 | 2026-01-17 | 2025-09-17 | PPM-Electrical | 125
PPM-00125 | In-house PPM | ELECTRICAL | QUARTERLY | 3 | 0 | EXHAUST FAN | EXHAUST FAN,MB-Z3-D46GF-JETF-2598,PARKING,GROUND FLOOR,BUILDING D-45,ZONE 3A(ZAHA),SBJ | SBJ-Z3A-B46-GF-PRK-JETF-2598 | BUILDING D46 | 6 | FLAKT WOODS | HT035JM |  |  |  |  | 18/8/2024 | 17/11/2024 | 16/2/2025 | 18/5/2025 | 17/9/2025 | 17/1/2026 | 19/5/2026 | 18/9/2026 | 2026-01-17 | 2025-09-17 | PPM-Electrical | 126
PPM-00126 | In-house PPM | ELECTRICAL | QUARTERLY | 3 | 0 | EXHAUST FAN | EXHAUST FAN,MB-Z3-D46GF-JETF-2599,PARKING,GROUND FLOOR,BUILDING D-45,ZONE 3A(ZAHA),SBJ | SBJ-Z3A-B46-GF-PRK-JETF-2599 | BUILDING D46 | 6 | FLAKT WOODS | HT035JM |  |  |  |  | 19/8/2024 | 18/11/2024 | 17/2/2025 | 19/5/2025 | 18/9/2025 | 18/1/2026 | 20/5/2026 | 19/9/2026 | 2026-01-18 | 2025-09-18 | PPM-Electrical | 127
PPM-00127 | In-house PPM | ELECTRICAL | QUARTERLY | 3 | 0 | JET FAN | JET FAN,MB-Z3-D46GF-JETF-2648,PARKING,GROUND FLOOR,BUILDING D-45,ZONE 3A(ZAHA),SBJ | SBJ-Z3A-B46-GF-PRK-JETF-2648 | BUILDING D46 | 6 | FLAKT WOODS | 35JT-3SP-UBD-TB |  |  |  |  | 19/8/2024 | 18/11/2024 | 17/2/2025 | 19/5/2025 | 18/9/2025 | 18/1/2026 | 20/5/2026 | 19/9/2026 | 2026-01-18 | 2025-09-18 | PPM-Electrical | 128
PPM-00128 | In-house PPM | ELECTRICAL | QUARTERLY | 3 | 0 | JET FAN | JET FAN,MB-Z3-D46GF-JETF-2649,PARKING,GROUND FLOOR,BUILDING D-45,ZONE 3A(ZAHA),SBJ | SBJ-Z3A-B46-GF-PRK-JETF-2649 | BUILDING D46 | 6 | FLAKT WOODS | 35JT-3SP-UBD-TB |  |  |  |  | 19/8/2024 | 18/11/2024 | 17/2/2025 | 19/5/2025 | 18/9/2025 | 18/1/2026 | 20/5/2026 | 19/9/2026 | 2026-01-18 | 2025-09-18 | PPM-Electrical | 129
PPM-00129 | In-house PPM | ELECTRICAL | QUARTERLY | 3 | 0 | JET FAN | JET FAN,MB-Z3-D46GF-JETF-2650,PARKING,GROUND FLOOR,BUILDING D-45,ZONE 3A(ZAHA),SBJ | SBJ-Z3A-B46-GF-PRK-JETF-2650 | BUILDING D46 | 6 | FLAKT WOODS | 35JT-3SP-UBD-TB |  |  |  |  | 19/8/2024 | 18/11/2024 | 17/2/2025 | 19/5/2025 | 18/9/2025 | 18/1/2026 | 20/5/2026 | 19/9/2026 | 2026-01-18 | 2025-09-18 | PPM-Electrical | 130
PPM-00130 | In-house PPM | ELECTRICAL | QUARTERLY | 3 | 0 | JET FAN | JET FAN,MB-Z3-D46GF-JETF-2651,PARKING,GROUND FLOOR,BUILDING D-45,ZONE 3A(ZAHA),SBJ | SBJ-Z3A-B46-GF-PRK-JETF-2651 | BUILDING D46 | 6 | FLAKT WOODS | 35JT-3SP-UBD-TB |  |  |  |  | 19/8/2024 | 18/11/2024 | 17/2/2025 | 19/5/2025 | 18/9/2025 | 18/1/2026 | 20/5/2026 | 19/9/2026 | 2026-01-18 | 2025-09-18 | PPM-Electrical | 131
PPM-00131 | In-house PPM | ELECTRICAL | QUARTERLY | 3 | 0 | ELECTRICAL FITTINGS & FIXTURES | ELECTRICAL FITTINGS AND FIXTURES,BUILDING D-46,ZONE 3A(ZAHA),SBJ | SBJ-Z3A-B46-EFF | BUILDING D46 | 4 | [6 empty] | 19/8/2024 | 18/11/2024 | 17/2/2025 | 19/5/2025 | 18/9/2025 | 18/1/2026 | 20/5/2026 | 19/9/2026 | 2026-01-18 | 2025-09-18 | PPM-Electrical | 132
PPM-00132 | In-house PPM | ELECTRICAL | QUARTERLY | 3 | 0 | JET FAN CONTROL | JET FAN CONTROL,MB-Z3-D47GF-JETCP-2490,ELECTRICAL ROOM,GROUND FLOOR,BUILDING D-47,ZONE 3A(ZAHA),SBJ | SBJ-Z3A-B47-GF-ELR-JETCP-2490 | BUILDING D47 | 6 | AL KIYUMI | [5 empty] | 19/8/2024 | 18/11/2024 | 17/2/2025 | 19/5/2025 | 18/9/2025 | 18/1/2026 | 20/5/2026 | 19/9/2026 | 2026-01-18 | 2025-09-18 | PPM-Electrical | 133
PPM-00133 | In-house PPM | ELECTRICAL | QUARTERLY | 3 | 0 | LIGHT CONTROL PANEL | LIGHT CONTROL PANEL,MB-Z3-D47GF-ELLCP-2511,ELECTRICAL ROOM,GROUND FLOOR,BUILDING D-47,ZONE 3A(ZAHA),SBJ | SBJ-Z3A-B47-GF-ELR-ELLCP-2511 | BUILDING D47 | 6 | AL KIYUMI | [5 empty] | 19/8/2024 | 18/11/2024 | 17/2/2025 | 19/5/2025 | 18/9/2025 | 18/1/2026 | 20/5/2026 | 19/9/2026 | 2026-01-18 | 2025-09-18 | PPM-Electrical | 134
PPM-00134 | In-house PPM | ELECTRICAL | QUARTERLY | 3 | 0 | POWER DB | POWER DB,MB-Z3-D47GF-ELDB-2532,ELECTRICAL ROOM,GROUND FLOOR,BUILDING D-47,ZONE 3A(ZAHA),SBJ | SBJ-Z3A-B47-GF-ELR-ELDB-2532 | BUILDING D47 | 6 | ABB | [5 empty] | 19/8/2024 | 18/11/2024 | 17/2/2025 | 19/5/2025 | 18/9/2025 | 18/1/2026 | 20/5/2026 | 19/9/2026 | 2026-01-18 | 2025-09-18 | PPM-Electrical | 135
PPM-00135 | In-house PPM | ELECTRICAL | QUARTERLY | 3 | 0 | SUB MAIN POWER DB | SUB MAIN POWER DB,MB-Z3-D47GF-SMDB-2553,ELECTRICAL ROOM,GROUND FLOOR,BUILDING D-47,ZONE 3A(ZAHA),SBJ | SBJ-Z3A-B47-GF-ELR-SMDB-2553 | BUILDING D47 | 6 | AL KIYUMI | [5 empty] | 19/8/2024 | 18/11/2024 | 17/2/2025 | 19/5/2025 | 18/9/2025 | 18/1/2026 | 20/5/2026 | 19/9/2026 | 2026-01-18 | 2025-09-18 | PPM-Electrical | 136
PPM-00136 | In-house PPM | ELECTRICAL | QUARTERLY | 3 | 0 | SUB MAIN POWER DB | SUB MAIN POWER DB,MB-Z3-D47GF-SMDB-2574,ELECTRICAL ROOM,GROUND FLOOR,BUILDING D-47,ZONE 3A(ZAHA),SBJ | SBJ-Z3A-B47-GF-ELR-SMDB-2574 | BUILDING D47 | 6 | FLAKT WOODS | [5 empty] | 19/8/2024 | 18/11/2024 | 17/2/2025 | 19/5/2025 | 18/9/2025 | 18/1/2026 | 20/5/2026 | 19/9/2026 | 2026-01-18 | 2025-09-18 | PPM-Electrical | 137
PPM-00137 | In-house PPM | ELECTRICAL | QUARTERLY | 3 | 0 | EXHAUST FAN | EXHAUST FAN,MB-Z3-D47GF-JETF-2600,PARKING,GROUND FLOOR,BUILDING D-47,ZONE 3A(ZAHA),SBJ | SBJ-Z3A-B47-GF-PRK-JETF-2600 | BUILDING D47 | 6 | FLAKT WOODS | HT035JM |  |  |  |  | 20/8/2024 | 19/11/2024 | 18/2/2025 | 20/5/2025 | 19/9/2025 | 19/1/2026 | 21/5/2026 | 20/9/2026 | 2026-01-19 | 2025-09-19 | PPM-Electrical | 138
PPM-00138 | In-house PPM | ELECTRICAL | QUARTERLY | 3 | 0 | EXHAUST FAN | EXHAUST FAN,MB-Z3-D47GF-JETF-2601,PARKING,GROUND FLOOR,BUILDING D-47,ZONE 3A(ZAHA),SBJ | SBJ-Z3A-B47-GF-PRK-JETF-2601 | BUILDING D47 | 6 | FLAKT WOODS | HT035JM |  |  |  |  | 20/8/2024 | 19/11/2024 | 18/2/2025 | 20/5/2025 | 19/9/2025 | 19/1/2026 | 21/5/2026 | 20/9/2026 | 2026-01-19 | 2025-09-19 | PPM-Electrical | 139
PPM-00139 | In-house PPM | ELECTRICAL | QUARTERLY | 3 | 0 | JET FAN | JET FAN,MB-Z3-D47GF-JETF-2652,PARKING,GROUND FLOOR,BUILDING D-47,ZONE 3A(ZAHA),SBJ | SBJ-Z3A-B47-GF-PRK-JETF-2652 | BUILDING D47 | 6 | FLAKT WOODS | 35JT-3SP-UBD-TB |  |  |  |  | 20/8/2024 | 19/11/2024 | 18/2/2025 | 20/5/2025 | 19/9/2025 | 19/1/2026 | 21/5/2026 | 20/9/2026 | 2026-01-19 | 2025-09-19 | PPM-Electrical | 140
PPM-00140 | In-house PPM | ELECTRICAL | QUARTERLY | 3 | 0 | JET FAN | JET FAN,MB-Z3-D47GF-JETF-2653,PARKING,GROUND FLOOR,BUILDING D-47,ZONE 3A(ZAHA),SBJ | SBJ-Z3A-B47-GF-PRK-JETF-2653 | BUILDING D47 | 6 | FLAKT WOODS | 35JT-3SP-UBD-TB |  |  |  |  | 20/8/2024 | 19/11/2024 | 18/2/2025 | 20/5/2025 | 19/9/2025 | 19/1/2026 | 21/5/2026 | 20/9/2026 | 2026-01-19 | 2025-09-19 | PPM-Electrical | 141
PPM-00141 | In-house PPM | ELECTRICAL | QUARTERLY | 3 | 0 | JET FAN | JET FAN,MB-Z3-D47GF-JETF-2654,PARKING,GROUND FLOOR,BUILDING D-47,ZONE 3A(ZAHA),SBJ | SBJ-Z3A-B47-GF-PRK-JETF-2654 | BUILDING D47 | 6 | FLAKT WOODS | 35JT-3SP-UBD-TB |  |  |  |  | 20/8/2024 | 19/11/2024 | 18/2/2025 | 20/5/2025 | 19/9/2025 | 19/1/2026 | 21/5/2026 | 20/9/2026 | 2026-01-19 | 2025-09-19 | PPM-Electrical | 142
PPM-00142 | In-house PPM | ELECTRICAL | QUARTERLY | 3 | 0 | JET FAN | JET FAN,MB-Z3-D47GF-JETF-2655,PARKING,GROUND FLOOR,BUILDING D-47,ZONE 3A(ZAHA),SBJ | SBJ-Z3A-B47-GF-PRK-JETF-2655 | BUILDING D47 | 6 | FLAKT WOODS | 35JT-3SP-UBD-TB |  |  |  |  | 20/8/2024 | 19/11/2024 | 18/2/2025 | 20/5/2025 | 19/9/2025 | 19/1/2026 | 21/5/2026 | 20/9/2026 | 2026-01-19 | 2025-09-19 | PPM-Electrical | 143
PPM-00143 | In-house PPM | ELECTRICAL | QUARTERLY | 3 | 0 | ELECTRICAL FITTINGS & FIXTURES | ELECTRICAL FITTINGS AND FIXTURES,BUILDING D-47,ZONE 3A(ZAHA),SBJ | SBJ-Z3A-B47-EFF | BUILDING D47 | 4 | [6 empty] | 20/8/2024 | 19/11/2024 | 18/2/2025 | 20/5/2025 | 19/9/2025 | 19/1/2026 | 21/5/2026 | 20/9/2026 | 2026-01-19 | 2025-09-19 | PPM-Electrical | 144
PPM-00144 | In-house PPM | ELECTRICAL | QUARTERLY | 3 | 0 | JET FAN CONTROL | JET FAN CONTROL,MB-Z3-D48GF-JETCP-2491,ELECTRICAL ROOM,GROUND FLOOR,BUILDING D-48,ZONE 3A(ZAHA),SBJ | SBJ-Z3A-B48-GF-ELR-JETCP-2491 | BUILDING D48 | 6 | AL KIYUMI | [5 empty] | 20/8/2024 | 19/11/2024 | 18/2/2025 | 20/5/2025 | 19/9/2025 | 19/1/2026 | 21/5/2026 | 20/9/2026 | 2026-01-19 | 2025-09-19 | PPM-Electrical | 145
PPM-00145 | In-house PPM | ELECTRICAL | QUARTERLY | 3 | 0 | LIGHT CONTROL PANEL | LIGHT CONTROL PANEL,MB-Z3-D48GF-ELLCP-2512,ELECTRICAL ROOM,GROUND FLOOR,BUILDING D-48,ZONE 3A(ZAHA),SBJ | SBJ-Z3A-B48-GF-ELR-ELLCP-2512 | BUILDING D48 | 6 | AL KIYUMI | [5 empty] | 20/8/2024 | 19/11/2024 | 18/2/2025 | 20/5/2025 | 19/9/2025 | 19/1/2026 | 21/5/2026 | 20/9/2026 | 2026-01-19 | 2025-09-19 | PPM-Electrical | 146
PPM-00146 | In-house PPM | ELECTRICAL | QUARTERLY | 3 | 0 | POWER DB | POWER DB,MB-Z3-D48GF-ELDB-2533,ELECTRICAL ROOM,GROUND FLOOR,BUILDING D-48,ZONE 3A(ZAHA),SBJ | SBJ-Z3A-B48-GF-ELR-ELDB-2533 | BUILDING D48 | 6 | ABB | [5 empty] | 20/8/2024 | 19/11/2024 | 18/2/2025 | 20/5/2025 | 19/9/2025 | 19/1/2026 | 21/5/2026 | 20/9/2026 | 2026-01-19 | 2025-09-19 | PPM-Electrical | 147
PPM-00147 | In-house PPM | ELECTRICAL | QUARTERLY | 3 | 0 | SUB MAIN POWER DB | SUB MAIN POWER DB,MB-Z3-D48GF-SMDB-2554,ELECTRICAL ROOM,GROUND FLOOR,BUILDING D-48,ZONE 3A(ZAHA),SBJ | SBJ-Z3A-B48-GF-ELR-SMDB-2554 | BUILDING D48 | 6 | AL KIYUMI | [5 empty] | 21/8/2024 | 20/11/2024 | 19/2/2025 | 21/5/2025 | 20/9/2025 | 20/1/2026 | 22/5/2026 | 21/9/2026 | 2026-01-20 | 2025-09-20 | PPM-Electrical | 148
PPM-00148 | In-house PPM | ELECTRICAL | QUARTERLY | 3 | 0 | SUB MAIN POWER DB | SUB MAIN POWER DB,MB-Z3-D48GF-SMDB-2575,ELECTRICAL ROOM,GROUND FLOOR,BUILDING D-48,ZONE 3A(ZAHA),SBJ | SBJ-Z3A-B48-GF-ELR-SMDB-2575 | BUILDING D48 | 6 | FLAKT WOODS | [5 empty] | 21/8/2024 | 20/11/2024 | 19/2/2025 | 21/5/2025 | 20/9/2025 | 20/1/2026 | 22/5/2026 | 21/9/2026 | 2026-01-20 | 2025-09-20 | PPM-Electrical | 149
PPM-00149 | In-house PPM | ELECTRICAL | QUARTERLY | 3 | 0 | EXHAUST FAN | EXHAUST FAN,MB-Z3-D48GF-JETF-2602,PARKING,GROUND FLOOR,BUILDING D-48,ZONE 3A(ZAHA),SBJ | SBJ-Z3A-B48-GF-PRK-JETF-2602 | BUILDING D48 | 6 | FLAKT WOODS | HT035JM |  |  |  |  | 21/8/2024 | 20/11/2024 | 19/2/2025 | 21/5/2025 | 20/9/2025 | 20/1/2026 | 22/5/2026 | 21/9/2026 | 2026-01-20 | 2025-09-20 | PPM-Electrical | 150
PPM-00150 | In-house PPM | ELECTRICAL | QUARTERLY | 3 | 0 | EXHAUST FAN | EXHAUST FAN,MB-Z3-D48GF-JETF-2603,PARKING,GROUND FLOOR,BUILDING D-48,ZONE 3A(ZAHA),SBJ | SBJ-Z3A-B48-GF-PRK-JETF-2603 | BUILDING D48 | 6 | FLAKT WOODS | HT035JM |  |  |  |  | 21/8/2024 | 20/11/2024 | 19/2/2025 | 21/5/2025 | 20/9/2025 | 20/1/2026 | 22/5/2026 | 21/9/2026 | 2026-01-20 | 2025-09-20 | PPM-Electrical | 151
PPM-00151 | In-house PPM | ELECTRICAL | QUARTERLY | 3 | 0 | JET FAN | JET FAN,MB-Z3-D48GF-JETF-2656,PARKING,GROUND FLOOR,BUILDING D-48,ZONE 3A(ZAHA),SBJ | SBJ-Z3A-B48-GF-PRK-JETF-2656 | BUILDING D48 | 6 | FLAKT WOODS | 35JT-3SP-UBD-TB |  |  |  |  | 21/8/2024 | 20/11/2024 | 19/2/2025 | 21/5/2025 | 20/9/2025 | 20/1/2026 | 22/5/2026 | 21/9/2026 | 2026-01-20 | 2025-09-20 | PPM-Electrical | 152
PPM-00152 | In-house PPM | ELECTRICAL | QUARTERLY | 3 | 0 | JET FAN | JET FAN,MB-Z3-D48GF-JETF-2657,PARKING,GROUND FLOOR,BUILDING D-48,ZONE 3A(ZAHA),SBJ | SBJ-Z3A-B48-GF-PRK-JETF-2657 | BUILDING D48 | 6 | FLAKT WOODS | 35JT-3SP-UBD-TB |  |  |  |  | 21/8/2024 | 20/11/2024 | 19/2/2025 | 21/5/2025 | 20/9/2025 | 20/1/2026 | 22/5/2026 | 21/9/2026 | 2026-01-20 | 2025-09-20 | PPM-Electrical | 153
PPM-00153 | In-house PPM | ELECTRICAL | QUARTERLY | 3 | 0 | JET FAN | JET FAN,MB-Z3-D48GF-JETF-2658,PARKING,GROUND FLOOR,BUILDING D-48,ZONE 3A(ZAHA),SBJ | SBJ-Z3A-B48-GF-PRK-JETF-2658 | BUILDING D48 | 6 | FLAKT WOODS | 35JT-3SP-UBD-TB |  |  |  |  | 21/8/2024 | 20/11/2024 | 19/2/2025 | 21/5/2025 | 20/9/2025 | 20/1/2026 | 22/5/2026 | 21/9/2026 | 2026-01-20 | 2025-09-20 | PPM-Electrical | 154
PPM-00154 | In-house PPM | ELECTRICAL | QUARTERLY | 3 | 0 | JET FAN | JET FAN,MB-Z3-D48GF-JETF-2659,PARKING,GROUND FLOOR,BUILDING D-48,ZONE 3A(ZAHA),SBJ | SBJ-Z3A-B48-GF-PRK-JETF-2659 | BUILDING D48 | 6 | FLAKT WOODS | 35JT-3SP-UBD-TB |  |  |  |  | 21/8/2024 | 20/11/2024 | 19/2/2025 | 21/5/2025 | 20/9/2025 | 20/1/2026 | 22/5/2026 | 21/9/2026 | 2026-01-20 | 2025-09-20 | PPM-Electrical | 155
PPM-00155 | In-house PPM | ELECTRICAL | QUARTERLY | 3 | 0 | ELECTRICAL FITTINGS & FIXTURES | ELECTRICAL FITTINGS AND FIXTURES,BUILDING D-48,ZONE 3A(ZAHA),SBJ | SBJ-Z3A-B48-EFF | BUILDING D48 | 4 | [6 empty] | 21/8/2024 | 20/11/2024 | 19/2/2025 | 21/5/2025 | 20/9/2025 | 20/1/2026 | 22/5/2026 | 21/9/2026 | 2026-01-20 | 2025-09-20 | PPM-Electrical | 156
PPM-00156 | In-house PPM | ELECTRICAL | QUARTERLY | 3 | 0 | JET FAN CONTROL | JET FAN CONTROL,MB-Z3-D49GF-JETCP-2492,ELECTRICAL ROOM,GROUND FLOOR,BUILDING D-49,ZONE 3A(ZAHA),SBJ | SBJ-Z3A-B49-GF-ELR-JETCP-2492 | BUILDING D49 | 6 | AL KIYUMI | [5 empty] | 21/8/2024 | 20/11/2024 | 19/2/2025 | 21/5/2025 | 20/9/2025 | 20/1/2026 | 22/5/2026 | 21/9/2026 | 2026-01-20 | 2025-09-20 | PPM-Electrical | 157
PPM-00157 | In-house PPM | ELECTRICAL | QUARTERLY | 3 | 0 | LIGHT CONTROL PANEL | LIGHT CONTROL PANEL,MB-Z3-D49GF-ELLCP-2513,ELECTRICAL ROOM,GROUND FLOOR,BUILDING D-49,ZONE 3A(ZAHA),SBJ | SBJ-Z3A-B49-GF-ELR-ELLCP-2513 | BUILDING D49 | 6 | AL KIYUMI | [5 empty] | 22/8/2024 | 21/11/2024 | 20/2/2025 | 22/5/2025 | 21/9/2025 | 21/1/2026 | 23/5/2026 | 22/9/2026 | 2026-01-21 | 2025-09-21 | PPM-Electrical | 158
PPM-00158 | In-house PPM | ELECTRICAL | QUARTERLY | 3 | 0 | POWER DB | POWER DB,MB-Z3-D49GF-ELDB-2534,ELECTRICAL ROOM,GROUND FLOOR,BUILDING D-49,ZONE 3A(ZAHA),SBJ | SBJ-Z3A-B49-GF-ELR-ELDB-2534 | BUILDING D49 | 6 | ABB | [5 empty] | 22/8/2024 | 21/11/2024 | 20/2/2025 | 22/5/2025 | 21/9/2025 | 21/1/2026 | 23/5/2026 | 22/9/2026 | 2026-01-21 | 2025-09-21 | PPM-Electrical | 159
PPM-00159 | In-house PPM | ELECTRICAL | QUARTERLY | 3 | 0 | SUB MAIN POWER DB | SUB MAIN POWER DB,MB-Z3-D49GF-SMDB-2555,ELECTRICAL ROOM,GROUND FLOOR,BUILDING D-49,ZONE 3A(ZAHA),SBJ | SBJ-Z3A-B49-GF-ELR-SMDB-2555 | BUILDING D49 | 6 | AL KIYUMI | [5 empty] | 22/8/2024 | 21/11/2024 | 20/2/2025 | 22/5/2025 | 21/9/2025 | 21/1/2026 | 23/5/2026 | 22/9/2026 | 2026-01-21 | 2025-09-21 | PPM-Electrical | 160
PPM-00160 | In-house PPM | ELECTRICAL | QUARTERLY | 3 | 0 | SUB MAIN POWER DB | SUB MAIN POWER DB,MB-Z3-D49GF-SMDB-2576,ELECTRICAL ROOM,GROUND FLOOR,BUILDING D-49,ZONE 3A(ZAHA),SBJ | SBJ-Z3A-B49-GF-ELR-SMDB-2576 | BUILDING D49 | 6 | FLAKT WOODS | [5 empty] | 22/8/2024 | 21/11/2024 | 20/2/2025 | 22/5/2025 | 21/9/2025 | 21/1/2026 | 23/5/2026 | 22/9/2026 | 2026-01-21 | 2025-09-21 | PPM-Electrical | 161
PPM-00161 | In-house PPM | ELECTRICAL | QUARTERLY | 3 | 0 | EXHAUST FAN | EXHAUST FAN,MB-Z3-D49GF-JETF-2604,PARKING,GROUND FLOOR,BUILDING D-49,ZONE 3A(ZAHA),SBJ | SBJ-Z3A-B49-GF-PRK-JETF-2604 | BUILDING D49 | 6 | FLAKT WOODS | HT035JM |  |  |  |  | 22/8/2024 | 21/11/2024 | 20/2/2025 | 22/5/2025 | 21/9/2025 | 21/1/2026 | 23/5/2026 | 22/9/2026 | 2026-01-21 | 2025-09-21 | PPM-Electrical | 162
PPM-00162 | In-house PPM | ELECTRICAL | QUARTERLY | 3 | 0 | EXHAUST FAN | EXHAUST FAN,MB-Z3-D49GF-JETF-2605,PARKING,GROUND FLOOR,BUILDING D-49,ZONE 3A(ZAHA),SBJ | SBJ-Z3A-B49-GF-PRK-JETF-2605 | BUILDING D49 | 6 | FLAKT WOODS | HT035JM |  |  |  |  | 22/8/2024 | 21/11/2024 | 20/2/2025 | 22/5/2025 | 21/9/2025 | 21/1/2026 | 23/5/2026 | 22/9/2026 | 2026-01-21 | 2025-09-21 | PPM-Electrical | 163
PPM-00163 | In-house PPM | ELECTRICAL | QUARTERLY | 3 | 0 | JET FAN | JET FAN,MB-Z3-D49GF-JETF-2660,PARKING,GROUND FLOOR,BUILDING D-49,ZONE 3A(ZAHA),SBJ | SBJ-Z3A-B49-GF-PRK-JETF-2660 | BUILDING D49 | 6 | FLAKT WOODS | 35JT-3SP-UBD-TB |  |  |  |  | 22/8/2024 | 21/11/2024 | 20/2/2025 | 22/5/2025 | 21/9/2025 | 21/1/2026 | 23/5/2026 | 22/9/2026 | 2026-01-21 | 2025-09-21 | PPM-Electrical | 164
PPM-00164 | In-house PPM | ELECTRICAL | QUARTERLY | 3 | 0 | JET FAN | JET FAN,MB-Z3-D49GF-JETF-2661,PARKING,GROUND FLOOR,BUILDING D-49,ZONE 3A(ZAHA),SBJ | SBJ-Z3A-B49-GF-PRK-JETF-2661 | BUILDING D49 | 6 | FLAKT WOODS | 35JT-3SP-UBD-TB |  |  |  |  | 22/8/2024 | 21/11/2024 | 20/2/2025 | 22/5/2025 | 21/9/2025 | 21/1/2026 | 23/5/2026 | 22/9/2026 | 2026-01-21 | 2025-09-21 | PPM-Electrical | 165
PPM-00165 | In-house PPM | ELECTRICAL | QUARTERLY | 3 | 0 | JET FAN | JET FAN,MB-Z3-D49GF-JETF-2662,PARKING,GROUND FLOOR,BUILDING D-49,ZONE 3A(ZAHA),SBJ | SBJ-Z3A-B49-GF-PRK-JETF-2662 | BUILDING D49 | 6 | FLAKT WOODS | 35JT-3SP-UBD-TB |  |  |  |  | 22/8/2024 | 21/11/2024 | 20/2/2025 | 22/5/2025 | 21/9/2025 | 21/1/2026 | 23/5/2026 | 22/9/2026 | 2026-01-21 | 2025-09-21 | PPM-Electrical | 166
PPM-00166 | In-house PPM | ELECTRICAL | QUARTERLY | 3 | 0 | JET FAN | JET FAN,MB-Z3-D49GF-JETF-2663,PARKING,GROUND FLOOR,BUILDING D-49,ZONE 3A(ZAHA),SBJ | SBJ-Z3A-B49-GF-PRK-JETF-2663 | BUILDING D49 | 6 | FLAKT WOODS | 35JT-3SP-UBD-TB |  |  |  |  | 22/8/2024 | 21/11/2024 | 20/2/2025 | 22/5/2025 | 21/9/2025 | 21/1/2026 | 23/5/2026 | 22/9/2026 | 2026-01-21 | 2025-09-21 | PPM-Electrical | 167
PPM-00167 | In-house PPM | ELECTRICAL | QUARTERLY | 3 | 0 | ELECTRICAL FITTINGS & FIXTURES | ELECTRICAL FITTINGS AND FIXTURES,BUILDING D-49,ZONE 3A(ZAHA),SBJ | SBJ-Z3A-B49-EFF | BUILDING D49 | 4 | [6 empty] | 22/8/2024 | 21/11/2024 | 20/2/2025 | 22/5/2025 | 21/9/2025 | 21/1/2026 | 23/5/2026 | 22/9/2026 | 2026-01-21 | 2025-09-21 | PPM-Electrical | 168
PPM-00168 | In-house PPM | ELECTRICAL | QUARTERLY | 3 | 0 | JET FAN CONTROL | JET FAN CONTROL,MB-Z3-D50GF-JETCP-2493,ELECTRICAL ROOM,GROUND FLOOR,BUILDING D-50,ZONE 3A(ZAHA),SBJ | SBJ-Z3A-B50-GF-ELR-JETCP-2493 | BUILDING D50 | 6 | AL KIYUMI | [5 empty] | 22/8/2024 | 21/11/2024 | 20/2/2025 | 22/5/2025 | 21/9/2025 | 21/1/2026 | 23/5/2026 | 22/9/2026 | 2026-01-21 | 2025-09-21 | PPM-Electrical | 169
PPM-00169 | In-house PPM | ELECTRICAL | QUARTERLY | 3 | 0 | LIGHT CONTROL PANEL | LIGHT CONTROL PANEL,MB-Z3-D50GF-ELLCP-2514,ELECTRICAL ROOM,GROUND FLOOR,BUILDING D-50,ZONE 3A(ZAHA),SBJ | SBJ-Z3A-B50-GF-ELR-ELLCP-2514 | BUILDING D50 | 6 | AL KIYUMI | [5 empty] | 24/8/2024 | 23/11/2024 | 22/2/2025 | 24/5/2025 | 23/9/2025 | 23/1/2026 | 25/5/2026 | 24/9/2026 | 2026-01-23 | 2025-09-23 | PPM-Electrical | 170
PPM-00170 | In-house PPM | ELECTRICAL | QUARTERLY | 3 | 0 | POWER DB | POWER DB,MB-Z3-D50GF-ELDB-2535,ELECTRICAL ROOM,GROUND FLOOR,BUILDING D-50,ZONE 3A(ZAHA),SBJ | SBJ-Z3A-B50-GF-ELR-ELDB-2535 | BUILDING D50 | 6 | ABB | [5 empty] | 24/8/2024 | 23/11/2024 | 22/2/2025 | 24/5/2025 | 23/9/2025 | 23/1/2026 | 25/5/2026 | 24/9/2026 | 2026-01-23 | 2025-09-23 | PPM-Electrical | 171
PPM-00171 | In-house PPM | ELECTRICAL | QUARTERLY | 3 | 0 | SUB MAIN POWER DB | SUB MAIN POWER DB,MB-Z3-D50GF-SMDB-2556,ELECTRICAL ROOM,GROUND FLOOR,BUILDING D-50,ZONE 3A(ZAHA),SBJ | SBJ-Z3A-B50-GF-ELR-SMDB-2556 | BUILDING D50 | 6 | AL KIYUMI | [5 empty] | 24/8/2024 | 23/11/2024 | 22/2/2025 | 24/5/2025 | 23/9/2025 | 23/1/2026 | 25/5/2026 | 24/9/2026 | 2026-01-23 | 2025-09-23 | PPM-Electrical | 172
PPM-00172 | In-house PPM | ELECTRICAL | QUARTERLY | 3 | 0 | SUB MAIN POWER DB | SUB MAIN POWER DB,MB-Z3-D50GF-SMDB-2577,ELECTRICAL ROOM,GROUND FLOOR,BUILDING D-50,ZONE 3A(ZAHA),SBJ | SBJ-Z3A-B50-GF-ELR-SMDB-2577 | BUILDING D50 | 6 | FLAKT WOODS | [5 empty] | 24/8/2024 | 23/11/2024 | 22/2/2025 | 24/5/2025 | 23/9/2025 | 23/1/2026 | 25/5/2026 | 24/9/2026 | 2026-01-23 | 2025-09-23 | PPM-Electrical | 173
PPM-00173 | In-house PPM | ELECTRICAL | QUARTERLY | 3 | 0 | EXHAUST FAN | EXHAUST FAN,MB-Z3-D50GF-JETF-2606,PARKING,GROUND FLOOR,BUILDING D-50,ZONE 3A(ZAHA),SBJ | SBJ-Z3A-B50-GF-PRK-JETF-2606 | BUILDING D50 | 6 | FLAKT WOODS | HT035JM |  |  |  |  | 24/8/2024 | 23/11/2024 | 22/2/2025 | 24/5/2025 | 23/9/2025 | 23/1/2026 | 25/5/2026 | 24/9/2026 | 2026-01-23 | 2025-09-23 | PPM-Electrical | 174
PPM-00174 | In-house PPM | ELECTRICAL | QUARTERLY | 3 | 0 | EXHAUST FAN | EXHAUST FAN,MB-Z3-D50GF-JETF-2607,PARKING,GROUND FLOOR,BUILDING D-50,ZONE 3A(ZAHA),SBJ | SBJ-Z3A-B50-GF-PRK-JETF-2607 | BUILDING D50 | 6 | FLAKT WOODS | HT035JM |  |  |  |  | 24/8/2024 | 23/11/2024 | 22/2/2025 | 24/5/2025 | 23/9/2025 | 23/1/2026 | 25/5/2026 | 24/9/2026 | 2026-01-23 | 2025-09-23 | PPM-Electrical | 175
PPM-00175 | In-house PPM | ELECTRICAL | QUARTERLY | 3 | 0 | JET FAN | JET FAN,MB-Z3-D50GF-JETF-2664,PARKING,GROUND FLOOR,BUILDING D-50,ZONE 3A(ZAHA),SBJ | SBJ-Z3A-B50-GF-PRK-JETF-2664 | BUILDING D50 | 6 | FLAKT WOODS | 35JT-3SP-UBD-TB |  |  |  |  | 24/8/2024 | 23/11/2024 | 22/2/2025 | 24/5/2025 | 23/9/2025 | 23/1/2026 | 25/5/2026 | 24/9/2026 | 2026-01-23 | 2025-09-23 | PPM-Electrical | 176
PPM-00176 | In-house PPM | ELECTRICAL | QUARTERLY | 3 | 0 | JET FAN | JET FAN,MB-Z3-D50GF-JETF-2665,PARKING,GROUND FLOOR,BUILDING D-50,ZONE 3A(ZAHA),SBJ | SBJ-Z3A-B50-GF-PRK-JETF-2665 | BUILDING D50 | 6 | FLAKT WOODS | 35JT-3SP-UBD-TB |  |  |  |  | 24/8/2024 | 23/11/2024 | 22/2/2025 | 24/5/2025 | 23/9/2025 | 23/1/2026 | 25/5/2026 | 24/9/2026 | 2026-01-23 | 2025-09-23 | PPM-Electrical | 177
PPM-00177 | In-house PPM | ELECTRICAL | QUARTERLY | 3 | 0 | JET FAN | JET FAN,MB-Z3-D50GF-JETF-2666,PARKING,GROUND FLOOR,BUILDING D-50,ZONE 3A(ZAHA),SBJ | SBJ-Z3A-B50-GF-PRK-JETF-2666 | BUILDING D50 | 6 | FLAKT WOODS | 35JT-3SP-UBD-TB |  |  |  |  | 24/8/2024 | 23/11/2024 | 22/2/2025 | 24/5/2025 | 23/9/2025 | 23/1/2026 | 25/5/2026 | 24/9/2026 | 2026-01-23 | 2025-09-23 | PPM-Electrical | 178
PPM-00178 | In-house PPM | ELECTRICAL | QUARTERLY | 3 | 0 | JET FAN | JET FAN,MB-Z3-D50GF-JETF-2667,PARKING,GROUND FLOOR,BUILDING D-50,ZONE 3A(ZAHA),SBJ | SBJ-Z3A-B50-GF-PRK-JETF-2667 | BUILDING D50 | 6 | FLAKT WOODS | 35JT-3SP-UBD-TB |  |  |  |  | 24/8/2024 | 23/11/2024 | 22/2/2025 | 24/5/2025 | 23/9/2025 | 23/1/2026 | 25/5/2026 | 24/9/2026 | 2026-01-23 | 2025-09-23 | PPM-Electrical | 179
PPM-00179 | In-house PPM | ELECTRICAL | QUARTERLY | 3 | 0 | ELECTRICAL FITTINGS & FIXTURES | ELECTRICAL FITTINGS AND FIXTURES,BUILDING D-50,ZONE 3A(ZAHA),SBJ | SBJ-Z3A-B50-EFF | BUILDING D50 | 4 | [6 empty] | 25/8/2024 | 24/11/2024 | 23/2/2025 | 25/5/2025 | 24/9/2025 | 24/1/2026 | 26/5/2026 | 25/9/2026 | 2026-01-24 | 2025-09-24 | PPM-Electrical | 180
PPM-00180 | In-house PPM | ELECTRICAL | QUARTERLY | 3 | 0 | JET FAN CONTROL | JET FAN CONTROL,MB-Z3-D51GF-JETCP-2494,ELECTRICAL ROOM,GROUND FLOOR,BUILDING D-51,ZONE 3A(ZAHA),SBJ | SBJ-Z3A-B51-GF-ELR-JETCP-2494 | BUILDING D51 | 6 | AL KIYUMI | [5 empty] | 25/8/2024 | 24/11/2024 | 23/2/2025 | 25/5/2025 | 24/9/2025 | 24/1/2026 | 26/5/2026 | 25/9/2026 | 2026-01-24 | 2025-09-24 | PPM-Electrical | 181
PPM-00181 | In-house PPM | ELECTRICAL | QUARTERLY | 3 | 0 | LIGHT CONTROL PANEL | LIGHT CONTROL PANEL,MB-Z3-D51GF-ELLCP-2515,ELECTRICAL ROOM,GROUND FLOOR,BUILDING D-51,ZONE 3A(ZAHA),SBJ | SBJ-Z3A-B51-GF-ELR-ELLCP-2515 | BUILDING D51 | 6 | AL KIYUMI | [5 empty] | 25/8/2024 | 24/11/2024 | 23/2/2025 | 25/5/2025 | 24/9/2025 | 24/1/2026 | 26/5/2026 | 25/9/2026 | 2026-01-24 | 2025-09-24 | PPM-Electrical | 182
PPM-00182 | In-house PPM | ELECTRICAL | QUARTERLY | 3 | 0 | POWER DB | POWER DB,MB-Z3-D51GF-ELDB-2536,ELECTRICAL ROOM,GROUND FLOOR,BUILDING D-51,ZONE 3A(ZAHA),SBJ | SBJ-Z3A-B51-GF-ELR-ELDB-2536 | BUILDING D51 | 6 | ABB | [5 empty] | 25/8/2024 | 24/11/2024 | 23/2/2025 | 25/5/2025 | 24/9/2025 | 24/1/2026 | 26/5/2026 | 25/9/2026 | 2026-01-24 | 2025-09-24 | PPM-Electrical | 183
PPM-00183 | In-house PPM | ELECTRICAL | QUARTERLY | 3 | 0 | SUB MAIN POWER DB | SUB MAIN POWER DB,MB-Z3-D51GF-SMDB-2557,ELECTRICAL ROOM,GROUND FLOOR,BUILDING D-51,ZONE 3A(ZAHA),SBJ | SBJ-Z3A-B51-GF-ELR-SMDB-2557 | BUILDING D51 | 6 | AL KIYUMI | [5 empty] | 25/8/2024 | 24/11/2024 | 23/2/2025 | 25/5/2025 | 24/9/2025 | 24/1/2026 | 26/5/2026 | 25/9/2026 | 2026-01-24 | 2025-09-24 | PPM-Electrical | 184
PPM-00184 | In-house PPM | ELECTRICAL | QUARTERLY | 3 | 0 | SUB MAIN POWER DB | SUB MAIN POWER DB,MB-Z3-D51GF-SMDB-2578,ELECTRICAL ROOM,GROUND FLOOR,BUILDING D-51,ZONE 3A(ZAHA),SBJ | SBJ-Z3A-B51-GF-ELR-SMDB-2578 | BUILDING D51 | 6 | FLAKT WOODS | [5 empty] | 25/8/2024 | 24/11/2024 | 23/2/2025 | 25/5/2025 | 24/9/2025 | 24/1/2026 | 26/5/2026 | 25/9/2026 | 2026-01-24 | 2025-09-24 | PPM-Electrical | 185
PPM-00185 | In-house PPM | ELECTRICAL | QUARTERLY | 3 | 0 | EXHAUST FAN | EXHAUST FAN,MB-Z3-D51GF-JETF-2608,PARKING,GROUND FLOOR,BUILDING D-51,ZONE 3A(ZAHA),SBJ | SBJ-Z3A-B51-GF-PRK-JETF-2608 | BUILDING D51 | 6 | FLAKT WOODS | HT035JM |  |  |  |  | 25/8/2024 | 24/11/2024 | 23/2/2025 | 25/5/2025 | 24/9/2025 | 24/1/2026 | 26/5/2026 | 25/9/2026 | 2026-01-24 | 2025-09-24 | PPM-Electrical | 186
PPM-00186 | In-house PPM | ELECTRICAL | QUARTERLY | 3 | 0 | EXHAUST FAN | EXHAUST FAN,MB-Z3-D51GF-JETF-2609,PARKING,GROUND FLOOR,BUILDING D-51,ZONE 3A(ZAHA),SBJ | SBJ-Z3A-B51-GF-PRK-JETF-2609 | BUILDING D51 | 6 | FLAKT WOODS | HT035JM |  |  |  |  | 25/8/2024 | 24/11/2024 | 23/2/2025 | 25/5/2025 | 24/9/2025 | 24/1/2026 | 26/5/2026 | 25/9/2026 | 2026-01-24 | 2025-09-24 | PPM-Electrical | 187
PPM-00187 | In-house PPM | ELECTRICAL | QUARTERLY | 3 | 0 | JET FAN | JET FAN,MB-Z3-D51GF-JETF-2668,PARKING,GROUND FLOOR,BUILDING D-51,ZONE 3A(ZAHA),SBJ | SBJ-Z3A-B51-GF-PRK-JETF-2668 | BUILDING D51 | 6 | FLAKT WOODS | 35JT-3SP-UBD-TB |  |  |  |  | 25/8/2024 | 24/11/2024 | 23/2/2025 | 25/5/2025 | 24/9/2025 | 24/1/2026 | 26/5/2026 | 25/9/2026 | 2026-01-24 | 2025-09-24 | PPM-Electrical | 188
PPM-00188 | In-house PPM | ELECTRICAL | QUARTERLY | 3 | 0 | JET FAN | JET FAN,MB-Z3-D51GF-JETF-2669,PARKING,GROUND FLOOR,BUILDING D-51,ZONE 3A(ZAHA),SBJ | SBJ-Z3A-B51-GF-PRK-JETF-2669 | BUILDING D51 | 6 | FLAKT WOODS | 35JT-3SP-UBD-TB |  |  |  |  | 25/8/2024 | 24/11/2024 | 23/2/2025 | 25/5/2025 | 24/9/2025 | 24/1/2026 | 26/5/2026 | 25/9/2026 | 2026-01-24 | 2025-09-24 | PPM-Electrical | 189
PPM-00189 | In-house PPM | ELECTRICAL | QUARTERLY | 3 | 0 | JET FAN | JET FAN,MB-Z3-D51GF-JETF-2670,PARKING,GROUND FLOOR,BUILDING D-51,ZONE 3A(ZAHA),SBJ | SBJ-Z3A-B51-GF-PRK-JETF-2670 | BUILDING D51 | 6 | FLAKT WOODS | 35JT-3SP-UBD-TB |  |  |  |  | 25/8/2024 | 24/11/2024 | 23/2/2025 | 25/5/2025 | 24/9/2025 | 24/1/2026 | 26/5/2026 | 25/9/2026 | 2026-01-24 | 2025-09-24 | PPM-Electrical | 190
PPM-00190 | In-house PPM | ELECTRICAL | QUARTERLY | 3 | 0 | JET FAN | JET FAN,MB-Z3-D51GF-JETF-2671,PARKING,GROUND FLOOR,BUILDING D-51,ZONE 3A(ZAHA),SBJ | SBJ-Z3A-B51-GF-PRK-JETF-2671 | BUILDING D51 | 6 | FLAKT WOODS | 35JT-3SP-UBD-TB |  |  |  |  | 26/8/2024 | 25/11/2024 | 24/2/2025 | 26/5/2025 | 25/9/2025 | 25/1/2026 | 27/5/2026 | 26/9/2026 | 2026-01-25 | 2025-09-25 | PPM-Electrical | 191
PPM-00191 | In-house PPM | ELECTRICAL | QUARTERLY | 3 | 0 | ELECTRICAL FITTINGS & FIXTURES | ELECTRICAL FITTINGS AND FIXTURES,BUILDING D-51,ZONE 3A(ZAHA),SBJ | SBJ-Z3A-B51-EFF | BUILDING D51 | 4 | [6 empty] | 26/8/2024 | 25/11/2024 | 24/2/2025 | 26/5/2025 | 25/9/2025 | 25/1/2026 | 27/5/2026 | 26/9/2026 | 2026-01-25 | 2025-09-25 | PPM-Electrical | 192
PPM-00192 | In-house PPM | ELECTRICAL | QUARTERLY | 3 | 0 | JET FAN CONTROL | JET FAN CONTROL,MB-Z3-D52GF-JETCP-2495,ELECTRICAL ROOM,GROUND FLOOR,BUILDING D-52,ZONE 3B(ZAHA),SBJ | SBJ-Z3B-B52-GF-ELR-JETCP-2495 | BUILDING D52 | 6 | AL KIYUMI | [5 empty] | 26/8/2024 | 25/11/2024 | 24/2/2025 | 26/5/2025 | 25/9/2025 | 25/1/2026 | 27/5/2026 | 26/9/2026 | 2026-01-25 | 2025-09-25 | PPM-Electrical | 193
PPM-00193 | In-house PPM | ELECTRICAL | QUARTERLY | 3 | 0 | LIGHT CONTROL PANEL | LIGHT CONTROL PANEL,MB-Z3-D52GF-ELLCP-2516,ELECTRICAL ROOM,GROUND FLOOR,BUILDING D-52,ZONE 3B(ZAHA),SBJ | SBJ-Z3B-B52-GF-ELR-ELLCP-2516 | BUILDING D52 | 6 | AL KIYUMI | [5 empty] | 26/8/2024 | 25/11/2024 | 24/2/2025 | 26/5/2025 | 25/9/2025 | 25/1/2026 | 27/5/2026 | 26/9/2026 | 2026-01-25 | 2025-09-25 | PPM-Electrical | 194
PPM-00194 | In-house PPM | ELECTRICAL | QUARTERLY | 3 | 0 | POWER DB | POWER DB,MB-Z3-D52GF-ELDB-2537,ELECTRICAL ROOM,GROUND FLOOR,BUILDING D-52,ZONE 3B(ZAHA),SBJ | SBJ-Z3B-B52-GF-ELR-ELDB-2537 | BUILDING D52 | 6 | ABB | [5 empty] | 26/8/2024 | 25/11/2024 | 24/2/2025 | 26/5/2025 | 25/9/2025 | 25/1/2026 | 27/5/2026 | 26/9/2026 | 2026-01-25 | 2025-09-25 | PPM-Electrical | 195
PPM-00195 | In-house PPM | ELECTRICAL | QUARTERLY | 3 | 0 | SUB MAIN POWER DB | SUB MAIN POWER DB,MB-Z3-D52GF-SMDB-2558,ELECTRICAL ROOM,GROUND FLOOR,BUILDING D-52,ZONE 3B(ZAHA),SBJ | SBJ-Z3B-B52-GF-ELR-SMDB-2558 | BUILDING D52 | 6 | AL KIYUMI | [5 empty] | 26/8/2024 | 25/11/2024 | 24/2/2025 | 26/5/2025 | 25/9/2025 | 25/1/2026 | 27/5/2026 | 26/9/2026 | 2026-01-25 | 2025-09-25 | PPM-Electrical | 196
PPM-00196 | In-house PPM | ELECTRICAL | QUARTERLY | 3 | 0 | SUB MAIN POWER DB | SUB MAIN POWER DB,MB-Z3-D52GF-SMDB-2579,ELECTRICAL ROOM,GROUND FLOOR,BUILDING D-52,ZONE 3B(ZAHA),SBJ | SBJ-Z3B-B52-GF-ELR-SMDB-2579 | BUILDING D52 | 6 | FLAKT WOODS | [5 empty] | 26/8/2024 | 25/11/2024 | 24/2/2025 | 26/5/2025 | 25/9/2025 | 25/1/2026 | 27/5/2026 | 26/9/2026 | 2026-01-25 | 2025-09-25 | PPM-Electrical | 197
PPM-00197 | In-house PPM | ELECTRICAL | QUARTERLY | 3 | 0 | EXHAUST FAN | EXHAUST FAN,MB-Z3-D52GF-JETF-2610,PARKING,GROUND FLOOR,BUILDING D-52,ZONE 3B(ZAHA),SBJ | SBJ-Z3B-B52-GF-PRK-JETF-2610 | BUILDING D52 | 6 | FLAKT WOODS | HT035JM |  |  |  |  | 26/8/2024 | 25/11/2024 | 24/2/2025 | 26/5/2025 | 25/9/2025 | 25/1/2026 | 27/5/2026 | 26/9/2026 | 2026-01-25 | 2025-09-25 | PPM-Electrical | 198
PPM-00198 | In-house PPM | ELECTRICAL | QUARTERLY | 3 | 0 | EXHAUST FAN | EXHAUST FAN,MB-Z3-D52GF-JETF-2611,PARKING,GROUND FLOOR,BUILDING D-52,ZONE 3B(ZAHA),SBJ | SBJ-Z3B-B52-GF-PRK-JETF-2611 | BUILDING D52 | 6 | FLAKT WOODS | HT035JM |  |  |  |  | 26/8/2024 | 25/11/2024 | 24/2/2025 | 26/5/2025 | 25/9/2025 | 25/1/2026 | 27/5/2026 | 26/9/2026 | 2026-01-25 | 2025-09-25 | PPM-Electrical | 199
PPM-00199 | In-house PPM | ELECTRICAL | QUARTERLY | 3 | 0 | JET FAN | JET FAN,MB-Z3-D52GF-JETF-2672,PARKING,GROUND FLOOR,BUILDING D-52,ZONE 3B(ZAHA),SBJ | SBJ-Z3B-B52-GF-PRK-JETF-2672 | BUILDING D52 | 6 | FLAKT WOODS | 35JT-3SP-UBD-TB |  |  |  |  | 26/8/2024 | 25/11/2024 | 24/2/2025 | 26/5/2025 | 25/9/2025 | 25/1/2026 | 27/5/2026 | 26/9/2026 | 2026-01-25 | 2025-09-25 | PPM-Electrical | 200
PPM-00200 | In-house PPM | ELECTRICAL | QUARTERLY | 3 | 0 | JET FAN | JET FAN,MB-Z3-D52GF-JETF-2673,PARKING,GROUND FLOOR,BUILDING D-52,ZONE 3B(ZAHA),SBJ | SBJ-Z3B-B52-GF-PRK-JETF-2673 | BUILDING D52 | 6 | FLAKT WOODS | 35JT-3SP-UBD-TB |  |  |  |  | 27/8/2024 | 26/11/2024 | 25/2/2025 | 27/5/2025 | 26/9/2025 | 26/1/2026 | 28/5/2026 | 27/9/2026 | 2026-01-26 | 2025-09-26 | PPM-Electrical | 201
PPM-00201 | In-house PPM | ELECTRICAL | QUARTERLY | 3 | 0 | JET FAN | JET FAN,MB-Z3-D52GF-JETF-2674,PARKING,GROUND FLOOR,BUILDING D-52,ZONE 3B(ZAHA),SBJ | SBJ-Z3B-B52-GF-PRK-JETF-2674 | BUILDING D52 | 6 | FLAKT WOODS | 35JT-3SP-UBD-TB |  |  |  |  | 27/8/2024 | 26/11/2024 | 25/2/2025 | 27/5/2025 | 26/9/2025 | 26/1/2026 | 28/5/2026 | 27/9/2026 | 2026-01-26 | 2025-09-26 | PPM-Electrical | 202
PPM-00202 | In-house PPM | ELECTRICAL | QUARTERLY | 3 | 0 | JET FAN | JET FAN,MB-Z3-D52GF-JETF-2675,PARKING,GROUND FLOOR,BUILDING D-52,ZONE 3B(ZAHA),SBJ | SBJ-Z3B-B52-GF-PRK-JETF-2675 | BUILDING D52 | 6 | FLAKT WOODS | 35JT-3SP-UBD-TB |  |  |  |  | 27/8/2024 | 26/11/2024 | 25/2/2025 | 27/5/2025 | 26/9/2025 | 26/1/2026 | 28/5/2026 | 27/9/2026 | 2026-01-26 | 2025-09-26 | PPM-Electrical | 203
PPM-00203 | In-house PPM | ELECTRICAL | QUARTERLY | 3 | 0 | ELECTRICAL FITTINGS & FIXTURES | ELECTRICAL FITTINGS AND FIXTURES,BUILDING D-52,ZONE 3B(ZAHA),SBJ | SBJ-Z3A-B52-EFF | BUILDING D52 | 4 | [6 empty] | 27/8/2024 | 26/11/2024 | 25/2/2025 | 27/5/2025 | 26/9/2025 | 26/1/2026 | 28/5/2026 | 27/9/2026 | 2026-01-26 | 2025-09-26 | PPM-Electrical | 204
PPM-00204 | In-house PPM | ELECTRICAL | QUARTERLY | 3 | 0 | JET FAN CONTROL | JET FAN CONTROL,MB-Z3-D53GF-JETCP-2496,ELECTRICAL ROOM,GROUND FLOOR,BUILDING D-53,ZONE 3B(ZAHA),SBJ | SBJ-Z3B-B53-GF-ELR-JETCP-2496 | BUILDING D53 | 6 | AL KIYUMI | [5 empty] | 27/8/2024 | 26/11/2024 | 25/2/2025 | 27/5/2025 | 26/9/2025 | 26/1/2026 | 28/5/2026 | 27/9/2026 | 2026-01-26 | 2025-09-26 | PPM-Electrical | 205
PPM-00205 | In-house PPM | ELECTRICAL | QUARTERLY | 3 | 0 | LIGHT CONTROL PANEL | LIGHT CONTROL PANEL,MB-Z3-D53GF-ELLCP-2517,ELECTRICAL ROOM,GROUND FLOOR,BUILDING D-53,ZONE 3B(ZAHA),SBJ | SBJ-Z3B-B53-GF-ELR-ELLCP-2517 | BUILDING D53 | 6 | AL KIYUMI | [5 empty] | 27/8/2024 | 26/11/2024 | 25/2/2025 | 27/5/2025 | 26/9/2025 | 26/1/2026 | 28/5/2026 | 27/9/2026 | 2026-01-26 | 2025-09-26 | PPM-Electrical | 206
PPM-00206 | In-house PPM | ELECTRICAL | QUARTERLY | 3 | 0 | POWER DB | POWER DB,MB-Z3-D53GF-ELDB-2538,ELECTRICAL ROOM,GROUND FLOOR,BUILDING D-53,ZONE 3B(ZAHA),SBJ | SBJ-Z3B-B53-GF-ELR-ELDB-2538 | BUILDING D53 | 6 | ABB | [5 empty] | 27/8/2024 | 26/11/2024 | 25/2/2025 | 27/5/2025 | 26/9/2025 | 26/1/2026 | 28/5/2026 | 27/9/2026 | 2026-01-26 | 2025-09-26 | PPM-Electrical | 207
PPM-00207 | In-house PPM | ELECTRICAL | QUARTERLY | 3 | 0 | SUB MAIN POWER DB | SUB MAIN POWER DB,MB-Z3-D53GF-SMDB-2559,ELECTRICAL ROOM,GROUND FLOOR,BUILDING D-53,ZONE 3B(ZAHA),SBJ | SBJ-Z3B-B53-GF-ELR-SMDB-2559 | BUILDING D53 | 6 | AL KIYUMI | [5 empty] | 27/8/2024 | 26/11/2024 | 25/2/2025 | 27/5/2025 | 26/9/2025 | 26/1/2026 | 28/5/2026 | 27/9/2026 | 2026-01-26 | 2025-09-26 | PPM-Electrical | 208
PPM-00208 | In-house PPM | ELECTRICAL | QUARTERLY | 3 | 0 | SUB MAIN POWER DB | SUB MAIN POWER DB,MB-Z3-D53GF-SMDB-2580,ELECTRICAL ROOM,GROUND FLOOR,BUILDING D-53,ZONE 3B(ZAHA),SBJ | SBJ-Z3B-B53-GF-ELR-SMDB-2580 | BUILDING D53 | 6 | FLAKT WOODS | [5 empty] | 27/8/2024 | 26/11/2024 | 25/2/2025 | 27/5/2025 | 26/9/2025 | 26/1/2026 | 28/5/2026 | 27/9/2026 | 2026-01-26 | 2025-09-26 | PPM-Electrical | 209
PPM-00209 | In-house PPM | ELECTRICAL | QUARTERLY | 3 | 0 | EXHAUST FAN | EXHAUST FAN,MB-Z3-D53GF-JETF-2612,PARKING,GROUND FLOOR,BUILDING D-53,ZONE 3B(ZAHA),SBJ | SBJ-Z3B-B53-GF-PRK-JETF-2612 | BUILDING D53 | 6 | FLAKT WOODS | HT035JM |  |  |  |  | 27/8/2024 | 26/11/2024 | 25/2/2025 | 27/5/2025 | 26/9/2025 | 26/1/2026 | 28/5/2026 | 27/9/2026 | 2026-01-26 | 2025-09-26 | PPM-Electrical | 210
PPM-00210 | In-house PPM | ELECTRICAL | QUARTERLY | 3 | 0 | EXHAUST FAN | EXHAUST FAN,MB-Z3-D53GF-JETF-2613,PARKING,GROUND FLOOR,BUILDING D-53,ZONE 3B(ZAHA),SBJ | SBJ-Z3B-B53-GF-PRK-JETF-2613 | BUILDING D53 | 6 | FLAKT WOODS | HT035JM |  |  |  |  | 27/8/2024 | 26/11/2024 | 25/2/2025 | 27/5/2025 | 26/9/2025 | 26/1/2026 | 28/5/2026 | 27/9/2026 | 2026-01-26 | 2025-09-26 | PPM-Electrical | 211
PPM-00211 | In-house PPM | ELECTRICAL | QUARTERLY | 3 | 0 | JET FAN | JET FAN,MB-Z3-D53GF-JETF-2676,PARKING,GROUND FLOOR,BUILDING D-53,ZONE 3B(ZAHA),SBJ | SBJ-Z3B-B53-GF-PRK-JETF-2676 | BUILDING D53 | 6 | FLAKT WOODS | 35JT-3SP-UBD-TB |  |  |  |  | 28/8/2024 | 27/11/2024 | 26/2/2025 | 28/5/2025 | 27/9/2025 | 27/1/2026 | 29/5/2026 | 28/9/2026 | 2026-01-27 | 2025-09-27 | PPM-Electrical | 212
PPM-00212 | In-house PPM | ELECTRICAL | QUARTERLY | 3 | 0 | JET FAN | JET FAN,MB-Z3-D53GF-JETF-2677,PARKING,GROUND FLOOR,BUILDING D-53,ZONE 3B(ZAHA),SBJ | SBJ-Z3B-B53-GF-PRK-JETF-2677 | BUILDING D53 | 6 | FLAKT WOODS | 35JT-3SP-UBD-TB |  |  |  |  | 28/8/2024 | 27/11/2024 | 26/2/2025 | 28/5/2025 | 27/9/2025 | 27/1/2026 | 29/5/2026 | 28/9/2026 | 2026-01-27 | 2025-09-27 | PPM-Electrical | 213
PPM-00213 | In-house PPM | ELECTRICAL | QUARTERLY | 3 | 0 | JET FAN | JET FAN,MB-Z3-D53GF-JETF-2678,PARKING,GROUND FLOOR,BUILDING D-53,ZONE 3B(ZAHA),SBJ | SBJ-Z3B-B53-GF-PRK-JETF-2678 | BUILDING D53 | 6 | FLAKT WOODS | 35JT-3SP-UBD-TB |  |  |  |  | 28/8/2024 | 27/11/2024 | 26/2/2025 | 28/5/2025 | 27/9/2025 | 27/1/2026 | 29/5/2026 | 28/9/2026 | 2026-01-27 | 2025-09-27 | PPM-Electrical | 214
PPM-00214 | In-house PPM | ELECTRICAL | QUARTERLY | 3 | 0 | JET FAN | JET FAN,MB-Z3-D53GF-JETF-2679,PARKING,GROUND FLOOR,BUILDING D-53,ZONE 3B(ZAHA),SBJ | SBJ-Z3B-B53-GF-PRK-JETF-2679 | BUILDING D53 | 6 | FLAKT WOODS | 35JT-3SP-UBD-TB |  |  |  |  | 28/8/2024 | 27/11/2024 | 26/2/2025 | 28/5/2025 | 27/9/2025 | 27/1/2026 | 29/5/2026 | 28/9/2026 | 2026-01-27 | 2025-09-27 | PPM-Electrical | 215
PPM-00215 | In-house PPM | ELECTRICAL | QUARTERLY | 3 | 0 | ELECTRICAL FITTINGS & FIXTURES | ELECTRICAL FITTINGS & FIXTURES,BUILDING D-53,ZONE 3B(ZAHA),SBJ | SBJ-Z3B-B53-EFF | BUILDING D53 | 4 | [6 empty] | 28/8/2024 | 27/11/2024 | 26/2/2025 | 28/5/2025 | 27/9/2025 | 27/1/2026 | 29/5/2026 | 28/9/2026 | 2026-01-27 | 2025-09-27 | PPM-Electrical | 216
PPM-00216 | In-house PPM | ELECTRICAL | QUARTERLY | 3 | 0 | JET FAN CONTROL | JET FAN CONTROL,MB-Z3-D54GF-JETCP-2497,ELECTRICAL ROOM,GROUND FLOOR,BUILDING D-54,ZONE 3B(ZAHA),SBJ | SBJ-Z3B-B54-GF-ELR-JETCP-2497 | BUILDING D54 | 6 | AL KIYUMI | [5 empty] | 28/8/2024 | 27/11/2024 | 26/2/2025 | 28/5/2025 | 27/9/2025 | 27/1/2026 | 29/5/2026 | 28/9/2026 | 2026-01-27 | 2025-09-27 | PPM-Electrical | 217
PPM-00217 | In-house PPM | ELECTRICAL | QUARTERLY | 3 | 0 | LIGHT CONTROL PANEL | LIGHT CONTROL PANEL,MB-Z3-D54GF-ELLCP-2518,ELECTRICAL ROOM,GROUND FLOOR,BUILDING D-54,ZONE 3B(ZAHA),SBJ | SBJ-Z3B-B54-GF-ELR-ELLCP-2518 | BUILDING D54 | 6 | AL KIYUMI | [5 empty] | 28/8/2024 | 27/11/2024 | 26/2/2025 | 28/5/2025 | 27/9/2025 | 27/1/2026 | 29/5/2026 | 28/9/2026 | 2026-01-27 | 2025-09-27 | PPM-Electrical | 218
PPM-00218 | In-house PPM | ELECTRICAL | QUARTERLY | 3 | 0 | POWER DB | POWER DB,MB-Z3-D54GF-ELDB-2539,ELECTRICAL ROOM,GROUND FLOOR,BUILDING D-54,ZONE 3B(ZAHA),SBJ | SBJ-Z3B-B54-GF-ELR-ELDB-2539 | BUILDING D54 | 6 | ABB | [5 empty] | 28/8/2024 | 27/11/2024 | 26/2/2025 | 28/5/2025 | 27/9/2025 | 27/1/2026 | 29/5/2026 | 28/9/2026 | 2026-01-27 | 2025-09-27 | PPM-Electrical | 219
PPM-00219 | In-house PPM | ELECTRICAL | QUARTERLY | 3 | 0 | SUB MAIN POWER DB | SUB MAIN POWER DB,MB-Z3-D54GF-SMDB-2560,ELECTRICAL ROOM,GROUND FLOOR,BUILDING D-54,ZONE 3B(ZAHA),SBJ | SBJ-Z3B-B54-GF-ELR-SMDB-2560 | BUILDING D54 | 6 | AL KIYUMI | [5 empty] | 28/8/2024 | 27/11/2024 | 26/2/2025 | 28/5/2025 | 27/9/2025 | 27/1/2026 | 29/5/2026 | 28/9/2026 | 2026-01-27 | 2025-09-27 | PPM-Electrical | 220
PPM-00220 | In-house PPM | ELECTRICAL | QUARTERLY | 3 | 0 | SUB MAIN POWER DB | SUB MAIN POWER DB,MB-Z3-D54GF-SMDB-2581,ELECTRICAL ROOM,GROUND FLOOR,BUILDING D-54,ZONE 3B(ZAHA),SBJ | SBJ-Z3B-B54-GF-ELR-SMDB-2581 | BUILDING D54 | 6 | FLAKT WOODS | [5 empty] | 28/8/2024 | 27/11/2024 | 26/2/2025 | 28/5/2025 | 27/9/2025 | 27/1/2026 | 29/5/2026 | 28/9/2026 | 2026-01-27 | 2025-09-27 | PPM-Electrical | 221
PPM-00221 | In-house PPM | ELECTRICAL | QUARTERLY | 3 | 0 | EXHAUST FAN | EXHAUST FAN,MB-Z3-D54GF-JETF-2614,PARKING,GROUND FLOOR,BUILDING D-54,ZONE 3B(ZAHA),SBJ | SBJ-Z3B-B54-GF-PRK-JETF-2614 | BUILDING D54 | 6 | FLAKT WOODS | HT035JM |  |  |  |  | 28/8/2024 | 27/11/2024 | 26/2/2025 | 28/5/2025 | 27/9/2025 | 27/1/2026 | 29/5/2026 | 28/9/2026 | 2026-01-27 | 2025-09-27 | PPM-Electrical | 222
PPM-00222 | In-house PPM | ELECTRICAL | QUARTERLY | 3 | 0 | EXHAUST FAN | EXHAUST FAN,MB-Z3-D54GF-JETF-2615,PARKING,GROUND FLOOR,BUILDING D-54,ZONE 3B(ZAHA),SBJ | SBJ-Z3B-B54-GF-PRK-JETF-2615 | BUILDING D54 | 6 | FLAKT WOODS | HT035JM |  |  |  |  | 28/8/2024 | 27/11/2024 | 26/2/2025 | 28/5/2025 | 27/9/2025 | 27/1/2026 | 29/5/2026 | 28/9/2026 | 2026-01-27 | 2025-09-27 | PPM-Electrical | 223
PPM-00223 | In-house PPM | ELECTRICAL | QUARTERLY | 3 | 0 | JET FAN | JET FAN,MB-Z3-D54GF-JETF-2680,PARKING,GROUND FLOOR,BUILDING D-54,ZONE 3B(ZAHA),SBJ | SBJ-Z3B-B54-GF-PRK-JETF-2680 | BUILDING D54 | 6 | FLAKT WOODS | 35JT-3SP-UBD-TB |  |  |  |  | 29/8/2024 | 28/11/2024 | 27/2/2025 | 29/5/2025 | 28/9/2025 | 28/1/2026 | 30/5/2026 | 29/9/2026 | 2026-01-28 | 2025-09-28 | PPM-Electrical | 224
PPM-00224 | In-house PPM | ELECTRICAL | QUARTERLY | 3 | 0 | JET FAN | JET FAN,MB-Z3-D54GF-JETF-2681,PARKING,GROUND FLOOR,BUILDING D-54,ZONE 3B(ZAHA),SBJ | SBJ-Z3B-B54-GF-PRK-JETF-2681 | BUILDING D54 | 6 | FLAKT WOODS | 35JT-3SP-UBD-TB |  |  |  |  | 29/8/2024 | 28/11/2024 | 27/2/2025 | 29/5/2025 | 28/9/2025 | 28/1/2026 | 30/5/2026 | 29/9/2026 | 2026-01-28 | 2025-09-28 | PPM-Electrical | 225
PPM-00225 | In-house PPM | ELECTRICAL | QUARTERLY | 3 | 0 | JET FAN | JET FAN,MB-Z3-D54GF-JETF-2682,PARKING,GROUND FLOOR,BUILDING D-54,ZONE 3B(ZAHA),SBJ | SBJ-Z3B-B54-GF-PRK-JETF-2682 | BUILDING D54 | 6 | FLAKT WOODS | 35JT-3SP-UBD-TB |  |  |  |  | 29/8/2024 | 28/11/2024 | 27/2/2025 | 29/5/2025 | 28/9/2025 | 28/1/2026 | 30/5/2026 | 29/9/2026 | 2026-01-28 | 2025-09-28 | PPM-Electrical | 226
PPM-00226 | In-house PPM | ELECTRICAL | QUARTERLY | 3 | 0 | JET FAN | JET FAN,MB-Z3-D54GF-JETF-2683,PARKING,GROUND FLOOR,BUILDING D-54,ZONE 3B(ZAHA),SBJ | SBJ-Z3B-B54-GF-PRK-JETF-2683 | BUILDING D54 | 6 | FLAKT WOODS | 35JT-3SP-UBD-TB |  |  |  |  | 29/8/2024 | 28/11/2024 | 27/2/2025 | 29/5/2025 | 28/9/2025 | 28/1/2026 | 30/5/2026 | 29/9/2026 | 2026-01-28 | 2025-09-28 | PPM-Electrical | 227
PPM-00227 | In-house PPM | ELECTRICAL | QUARTERLY | 3 | 0 | ELECTRICAL FITTINGS & FIXTURES | ELECTRICAL FITTINGS & FIXTURES,BUILDING D-54,ZONE 3B(ZAHA),SBJ | SBJ-Z3B-B54-EFF | BUILDING D54 | 4 | [6 empty] | 29/8/2024 | 28/11/2024 | 27/2/2025 | 29/5/2025 | 28/9/2025 | 28/1/2026 | 30/5/2026 | 29/9/2026 | 2026-01-28 | 2025-09-28 | PPM-Electrical | 228
PPM-00228 | In-house PPM | ELECTRICAL | QUARTERLY | 3 | 0 | JET FAN CONTROL | JET FAN CONTROL,MB-Z3-D55GF-JETCP-2498,ELECTRICAL ROOM,GROUND FLOOR,BUILDING D-55,ZONE 3B(ZAHA),SBJ | SBJ-Z3B-B55-GF-ELR-JETCP-2498 | BUILDING D55 | 6 | AL KIYUMI | [5 empty] | 29/8/2024 | 28/11/2024 | 27/2/2025 | 29/5/2025 | 28/9/2025 | 28/1/2026 | 30/5/2026 | 29/9/2026 | 2026-01-28 | 2025-09-28 | PPM-Electrical | 229
PPM-00229 | In-house PPM | ELECTRICAL | QUARTERLY | 3 | 0 | LIGHT CONTROL PANEL | LIGHT CONTROL PANEL,MB-Z3-D55GF-ELLCP-2519,ELECTRICAL ROOM,GROUND FLOOR,BUILDING D-55,ZONE 3B(ZAHA),SBJ | SBJ-Z3B-B55-GF-ELR-ELLCP-2519 | BUILDING D55 | 6 | AL KIYUMI | [5 empty] | 29/8/2024 | 28/11/2024 | 27/2/2025 | 29/5/2025 | 28/9/2025 | 28/1/2026 | 30/5/2026 | 29/9/2026 | 2026-01-28 | 2025-09-28 | PPM-Electrical | 230
PPM-00230 | In-house PPM | ELECTRICAL | QUARTERLY | 3 | 0 | POWER DB | POWER DB,MB-Z3-D55GF-ELDB-2540,ELECTRICAL ROOM,GROUND FLOOR,BUILDING D-55,ZONE 3B(ZAHA),SBJ | SBJ-Z3B-B55-GF-ELR-ELDB-2540 | BUILDING D55 | 6 | ABB | [5 empty] | 29/8/2024 | 28/11/2024 | 27/2/2025 | 29/5/2025 | 28/9/2025 | 28/1/2026 | 30/5/2026 | 29/9/2026 | 2026-01-28 | 2025-09-28 | PPM-Electrical | 231
PPM-00231 | In-house PPM | ELECTRICAL | QUARTERLY | 3 | 0 | SUB MAIN POWER DB | SUB MAIN POWER DB,MB-Z3-D55GF-SMDB-2561,ELECTRICAL ROOM,GROUND FLOOR,BUILDING D-55,ZONE 3B(ZAHA),SBJ | SBJ-Z3B-B55-GF-ELR-SMDB-2561 | BUILDING D55 | 6 | AL KIYUMI | [5 empty] | 29/8/2024 | 28/11/2024 | 27/2/2025 | 29/5/2025 | 28/9/2025 | 28/1/2026 | 30/5/2026 | 29/9/2026 | 2026-01-28 | 2025-09-28 | PPM-Electrical | 232
PPM-00232 | In-house PPM | ELECTRICAL | QUARTERLY | 3 | 0 | SUB MAIN POWER DB | SUB MAIN POWER DB,MB-Z3-D55GF-SMDB-2582,ELECTRICAL ROOM,GROUND FLOOR,BUILDING D-55,ZONE 3B(ZAHA),SBJ | SBJ-Z3B-B55-GF-ELR-SMDB-2582 | BUILDING D55 | 6 | FLAKT WOODS | [5 empty] | 30/8/2024 | 29/11/2024 | 28/2/2025 | 30/5/2025 | 29/9/2025 | 29/1/2026 | 31/5/2026 | 30/9/2026 | 2026-01-29 | 2025-09-29 | PPM-Electrical | 233
PPM-00233 | In-house PPM | ELECTRICAL | QUARTERLY | 3 | 0 | EXHAUST FAN | EXHAUST FAN,MB-Z3-D55GF-JETF-2616,PARKING,GROUND FLOOR,BUILDING D-55,ZONE 3B(ZAHA),SBJ | SBJ-Z3B-B55-GF-PRK-JETF-2616 | BUILDING D55 | 6 | FLAKT WOODS | HT035JM |  |  |  |  | 30/8/2024 | 29/11/2024 | 28/2/2025 | 30/5/2025 | 29/9/2025 | 29/1/2026 | 31/5/2026 | 30/9/2026 | 2026-01-29 | 2025-09-29 | PPM-Electrical | 234
PPM-00234 | In-house PPM | ELECTRICAL | QUARTERLY | 3 | 0 | EXHAUST FAN | EXHAUST FAN,MB-Z3-D55GF-JETF-2617,PARKING,GROUND FLOOR,BUILDING D-55,ZONE 3B(ZAHA),SBJ | SBJ-Z3B-B55-GF-PRK-JETF-2617 | BUILDING D55 | 6 | FLAKT WOODS | HT035JM |  |  |  |  | 30/8/2024 | 29/11/2024 | 28/2/2025 | 30/5/2025 | 29/9/2025 | 29/1/2026 | 31/5/2026 | 30/9/2026 | 2026-01-29 | 2025-09-29 | PPM-Electrical | 235
PPM-00235 | In-house PPM | ELECTRICAL | QUARTERLY | 3 | 0 | JET FAN | JET FAN,MB-Z3-D55GF-JETF-2684,PARKING,GROUND FLOOR,BUILDING D-55,ZONE 3B(ZAHA),SBJ | SBJ-Z3B-B55-GF-PRK-JETF-2684 | BUILDING D55 | 6 | FLAKT WOODS | 35JT-3SP-UBD-TB |  |  |  |  | 30/8/2024 | 29/11/2024 | 28/2/2025 | 30/5/2025 | 29/9/2025 | 29/1/2026 | 31/5/2026 | 30/9/2026 | 2026-01-29 | 2025-09-29 | PPM-Electrical | 236
PPM-00236 | In-house PPM | ELECTRICAL | QUARTERLY | 3 | 0 | JET FAN | JET FAN,MB-Z3-D55GF-JETF-2685,PARKING,GROUND FLOOR,BUILDING D-55,ZONE 3B(ZAHA),SBJ | SBJ-Z3B-B55-GF-PRK-JETF-2685 | BUILDING D55 | 6 | FLAKT WOODS | 35JT-3SP-UBD-TB |  |  |  |  | 30/8/2024 | 29/11/2024 | 28/2/2025 | 30/5/2025 | 29/9/2025 | 29/1/2026 | 31/5/2026 | 30/9/2026 | 2026-01-29 | 2025-09-29 | PPM-Electrical | 237
PPM-00237 | In-house PPM | ELECTRICAL | QUARTERLY | 3 | 0 | JET FAN | JET FAN,MB-Z3-D55GF-JETF-2686,PARKING,GROUND FLOOR,BUILDING D-55,ZONE 3B(ZAHA),SBJ | SBJ-Z3B-B55-GF-PRK-JETF-2686 | BUILDING D55 | 6 | FLAKT WOODS | 35JT-3SP-UBD-TB |  |  |  |  | 1/9/2024 | 1/12/2024 | 2/3/2025 | 1/6/2025 | 1/10/2025 | 31/1/2026 | 2/6/2026 | 2/10/2026 | 2026-01-31 | 2025-10-01 | PPM-Electrical | 238
PPM-00238 | In-house PPM | ELECTRICAL | QUARTERLY | 3 | 0 | JET FAN | JET FAN,MB-Z3-D55GF-JETF-2687,PARKING,GROUND FLOOR,BUILDING D-55,ZONE 3B(ZAHA),SBJ | SBJ-Z3B-B55-GF-PRK-JETF-2687 | BUILDING D55 | 6 | FLAKT WOODS | 35JT-3SP-UBD-TB |  |  |  |  | 1/9/2024 | 1/12/2024 | 2/3/2025 | 1/6/2025 | 1/10/2025 | 31/1/2026 | 2/6/2026 | 2/10/2026 | 2026-01-31 | 2025-10-01 | PPM-Electrical | 239
PPM-00239 | In-house PPM | ELECTRICAL | QUARTERLY | 3 | 0 | JET FAN | ELECTRICAL FITTINGS & FIXTURES,BUILDING D-55,ZONE 3B(ZAHA),SBJ | SBJ-Z3B-B55-EFF | BUILDING D55 | 4 | [6 empty] | 1/9/2024 | 1/12/2024 | 2/3/2025 | 1/6/2025 | 1/10/2025 | 31/1/2026 | 2/6/2026 | 2/10/2026 | 2026-01-31 | 2025-10-01 | PPM-Electrical | 240
PPM-00240 | In-house PPM | ELECTRICAL | QUARTERLY | 3 | 0 | JET FAN CONTROL | JET FAN CONTROL,MB-Z3-D56GF-JETCP-2499,ELECTRICAL ROOM,GROUND FLOOR,BUILDING D-56,ZONE 3B(ZAHA),SBJ | SBJ-Z3B-B56-GF-ELR-JETCP-2499 | BUILDING D56 | 6 | AL KIYUMI | [5 empty] | 1/9/2024 | 1/12/2024 | 2/3/2025 | 1/6/2025 | 1/10/2025 | 31/1/2026 | 2/6/2026 | 2/10/2026 | 2026-01-31 | 2025-10-01 | PPM-Electrical | 241
PPM-00241 | In-house PPM | ELECTRICAL | QUARTERLY | 3 | 0 | LIGHT CONTROL PANEL | LIGHT CONTROL PANEL,MB-Z3-D56GF-ELLCP-2520,ELECTRICAL ROOM,GROUND FLOOR,BUILDING D-56,ZONE 3B(ZAHA),SBJ | SBJ-Z3B-B56-GF-ELR-ELLCP-2520 | BUILDING D56 | 6 | AL KIYUMI | [5 empty] | 1/9/2024 | 1/12/2024 | 2/3/2025 | 1/6/2025 | 1/10/2025 | 31/1/2026 | 2/6/2026 | 2/10/2026 | 2026-01-31 | 2025-10-01 | PPM-Electrical | 242
PPM-00242 | In-house PPM | ELECTRICAL | QUARTERLY | 3 | 0 | POWER DB | POWER DB,MB-Z3-D56GF-ELDB-2541,ELECTRICAL ROOM,GROUND FLOOR,BUILDING D-56,ZONE 3B(ZAHA),SBJ | SBJ-Z3B-B56-GF-ELR-ELDB-2541 | BUILDING D56 | 6 | ABB | [5 empty] | 1/9/2024 | 1/12/2024 | 2/3/2025 | 1/6/2025 | 1/10/2025 | 31/1/2026 | 2/6/2026 | 2/10/2026 | 2026-01-31 | 2025-10-01 | PPM-Electrical | 243
PPM-00243 | In-house PPM | ELECTRICAL | QUARTERLY | 3 | 0 | SUB MAIN POWER DB | SUB MAIN POWER DB,MB-Z3-D56GF-SMDB-2562,ELECTRICAL ROOM,GROUND FLOOR,BUILDING D-56,ZONE 3B(ZAHA),SBJ | SBJ-Z3B-B56-GF-ELR-SMDB-2562 | BUILDING D56 | 6 | AL KIYUMI | [5 empty] | 1/9/2024 | 1/12/2024 | 2/3/2025 | 1/6/2025 | 1/10/2025 | 31/1/2026 | 2/6/2026 | 2/10/2026 | 2026-01-31 | 2025-10-01 | PPM-Electrical | 244
PPM-00244 | In-house PPM | ELECTRICAL | QUARTERLY | 3 | 0 | SUB MAIN POWER DB | SUB MAIN POWER DB,MB-Z3-D56GF-SMDB-2583,ELECTRICAL ROOM,GROUND FLOOR,BUILDING D-56,ZONE 3B(ZAHA),SBJ | SBJ-Z3B-B56-GF-ELR-SMDB-2583 | BUILDING D56 | 6 | FLAKT WOODS | [5 empty] | 1/9/2024 | 1/12/2024 | 2/3/2025 | 1/6/2025 | 1/10/2025 | 31/1/2026 | 2/6/2026 | 2/10/2026 | 2026-01-31 | 2025-10-01 | PPM-Electrical | 245
PPM-00245 | In-house PPM | ELECTRICAL | QUARTERLY | 3 | 0 | EXHAUST FAN | EXHAUST FAN,MB-Z3-D56GF-JETF-2618,PARKING,GROUND FLOOR,BUILDING D-56,ZONE 3B(ZAHA),SBJ | SBJ-Z3B-B56-GF-PRK-JETF-2618 | BUILDING D56 | 6 | FLAKT WOODS | HT035JM |  |  |  |  | 1/9/2024 | 1/12/2024 | 2/3/2025 | 1/6/2025 | 1/10/2025 | 31/1/2026 | 2/6/2026 | 2/10/2026 | 2026-01-31 | 2025-10-01 | PPM-Electrical | 246
PPM-00246 | In-house PPM | ELECTRICAL | QUARTERLY | 3 | 0 | EXHAUST FAN | EXHAUST FAN,MB-Z3-D56GF-JETF-2619,PARKING,GROUND FLOOR,BUILDING D-56,ZONE 3B(ZAHA),SBJ | SBJ-Z3B-B56-GF-PRK-JETF-2619 | BUILDING D56 | 6 | FLAKT WOODS | HT035JM |  |  |  |  | 1/9/2024 | 1/12/2024 | 2/3/2025 | 1/6/2025 | 1/10/2025 | 31/1/2026 | 2/6/2026 | 2/10/2026 | 2026-01-31 | 2025-10-01 | PPM-Electrical | 247
PPM-00247 | In-house PPM | ELECTRICAL | QUARTERLY | 3 | 0 | JET FAN | JET FAN,MB-Z3-D56GF-JETF-2688,PARKING,GROUND FLOOR,BUILDING D-56,ZONE 3B(ZAHA),SBJ | SBJ-Z3B-B56-GF-PRK-JETF-2688 | BUILDING D56 | 6 | FLAKT WOODS | 35JT-3SP-UBD-TB |  |  |  |  | 1/9/2024 | 1/12/2024 | 2/3/2025 | 1/6/2025 | 1/10/2025 | 31/1/2026 | 2/6/2026 | 2/10/2026 | 2026-01-31 | 2025-10-01 | PPM-Electrical | 248
PPM-00248 | In-house PPM | ELECTRICAL | QUARTERLY | 3 | 0 | JET FAN | JET FAN,MB-Z3-D56GF-JETF-2689,PARKING,GROUND FLOOR,BUILDING D-56,ZONE 3B(ZAHA),SBJ | SBJ-Z3B-B56-GF-PRK-JETF-2689 | BUILDING D56 | 6 | FLAKT WOODS | 35JT-3SP-UBD-TB |  |  |  |  | 1/9/2024 | 1/12/2024 | 2/3/2025 | 1/6/2025 | 1/10/2025 | 31/1/2026 | 2/6/2026 | 2/10/2026 | 2026-01-31 | 2025-10-01 | PPM-Electrical | 249
PPM-00249 | In-house PPM | ELECTRICAL | QUARTERLY | 3 | 0 | JET FAN | JET FAN,MB-Z3-D56GF-JETF-2690,PARKING,GROUND FLOOR,BUILDING D-56,ZONE 3B(ZAHA),SBJ | SBJ-Z3B-B56-GF-PRK-JETF-2690 | BUILDING D56 | 6 | FLAKT WOODS | 35JT-3SP-UBD-TB |  |  |  |  | 1/9/2024 | 1/12/2024 | 2/3/2025 | 1/6/2025 | 1/10/2025 | 31/1/2026 | 2/6/2026 | 2/10/2026 | 2026-01-31 | 2025-10-01 | PPM-Electrical | 250
PPM-00250 | In-house PPM | ELECTRICAL | QUARTERLY | 3 | 0 | JET FAN | JET FAN,MB-Z3-D56GF-JETF-2691,PARKING,GROUND FLOOR,BUILDING D-56,ZONE 3B(ZAHA),SBJ | SBJ-Z3B-B56-GF-PRK-JETF-2691 | BUILDING D56 | 6 | FLAKT WOODS | 35JT-3SP-UBD-TB |  |  |  |  | 2/9/2024 | 2/12/2024 | 3/3/2025 | 2/6/2025 | 2/10/2025 | 1/2/2026 | 3/6/2026 | 3/10/2026 | 2026-02-01 | 2025-10-02 | PPM-Electrical | 251
PPM-00251 | In-house PPM | ELECTRICAL | QUARTERLY | 3 | 0 | ELECTRICAL FITTINGS & FIXTURES | ELECTRICAL FITTINGS & FIXTURES,BUILDING D-56,ZONE 3B(ZAHA),SBJ | SBJ-Z3B-B56-EFF | BUILDING D56 | 4 | [6 empty] | 2/9/2024 | 2/12/2024 | 3/3/2025 | 2/6/2025 | 2/10/2025 | 1/2/2026 | 3/6/2026 | 3/10/2026 | 2026-02-01 | 2025-10-02 | PPM-Electrical | 252
PPM-00252 | In-house PPM | ELECTRICAL | QUARTERLY | 3 | 0 | JET FAN CONTROL | JET FAN CONTROL,MB-Z3-D57GF-JETCP-2500,ELECTRICAL ROOM,GROUND FLOOR,BUILDING D-57,ZONE 3B(ZAHA),SBJ | SBJ-Z3B-B57-GF-ELR-JETCP-2500 | BUILDING D57 | 6 | AL KIYUMI | [5 empty] | 2/9/2024 | 2/12/2024 | 3/3/2025 | 2/6/2025 | 2/10/2025 | 1/2/2026 | 3/6/2026 | 3/10/2026 | 2026-02-01 | 2025-10-02 | PPM-Electrical | 253
PPM-00253 | In-house PPM | ELECTRICAL | QUARTERLY | 3 | 0 | LIGHT CONTROL PANEL | LIGHT CONTROL PANEL,MB-Z3-D57GF-ELLCP-2521,ELECTRICAL ROOM,GROUND FLOOR,BUILDING D-57,ZONE 3B(ZAHA),SBJ | SBJ-Z3B-B57-GF-ELR-ELLCP-2521 | BUILDING D57 | 6 | AL KIYUMI | [5 empty] | 2/9/2024 | 2/12/2024 | 3/3/2025 | 2/6/2025 | 2/10/2025 | 1/2/2026 | 3/6/2026 | 3/10/2026 | 2026-02-01 | 2025-10-02 | PPM-Electrical | 254
PPM-00254 | In-house PPM | ELECTRICAL | QUARTERLY | 3 | 0 | POWER DB | POWER DB,MB-Z3-D57GF-ELDB-2542,ELECTRICAL ROOM,GROUND FLOOR,BUILDING D-57,ZONE 3B(ZAHA),SBJ | SBJ-Z3B-B57-GF-ELR-ELDB-2542 | BUILDING D57 | 6 | ABB | [5 empty] | 2/9/2024 | 2/12/2024 | 3/3/2025 | 2/6/2025 | 2/10/2025 | 1/2/2026 | 3/6/2026 | 3/10/2026 | 2026-02-01 | 2025-10-02 | PPM-Electrical | 255
PPM-00255 | In-house PPM | ELECTRICAL | QUARTERLY | 3 | 0 | SUB MAIN POWER DB | SUB MAIN POWER DB,MB-Z3-D57GF-SMDB-2563,ELECTRICAL ROOM,GROUND FLOOR,BUILDING D-57,ZONE 3B(ZAHA),SBJ | SBJ-Z3B-B57-GF-ELR-SMDB-2563 | BUILDING D57 | 6 | AL KIYUMI | [5 empty] | 2/9/2024 | 2/12/2024 | 3/3/2025 | 2/6/2025 | 2/10/2025 | 1/2/2026 | 3/6/2026 | 3/10/2026 | 2026-02-01 | 2025-10-02 | PPM-Electrical | 256
PPM-00256 | In-house PPM | ELECTRICAL | QUARTERLY | 3 | 0 | SUB MAIN POWER DB | SUB MAIN POWER DB,MB-Z3-D57GF-SMDB-2584,ELECTRICAL ROOM,GROUND FLOOR,BUILDING D-57,ZONE 3B(ZAHA),SBJ | SBJ-Z3B-B57-GF-ELR-SMDB-2584 | BUILDING D57 | 6 | FLAKT WOODS | [5 empty] | 2/9/2024 | 2/12/2024 | 3/3/2025 | 2/6/2025 | 2/10/2025 | 1/2/2026 | 3/6/2026 | 3/10/2026 | 2026-02-01 | 2025-10-02 | PPM-Electrical | 257
PPM-00257 | In-house PPM | ELECTRICAL | QUARTERLY | 3 | 0 | EXHAUST FAN | EXHAUST FAN,MB-Z3-D57GF-JETF-2620,PARKING,GROUND FLOOR,BUILDING D-57,ZONE 3B(ZAHA),SBJ | SBJ-Z3B-B57-GF-PRK-JETF-2620 | BUILDING D57 | 6 | FLAKT WOODS | HT035JM |  |  |  |  | 2/9/2024 | 2/12/2024 | 3/3/2025 | 2/6/2025 | 2/10/2025 | 1/2/2026 | 3/6/2026 | 3/10/2026 | 2026-02-01 | 2025-10-02 | PPM-Electrical | 258
PPM-00258 | In-house PPM | ELECTRICAL | QUARTERLY | 3 | 0 | EXHAUST FAN | EXHAUST FAN,MB-Z3-D57GF-JETF-2621,PARKING,GROUND FLOOR,BUILDING D-57,ZONE 3B(ZAHA),SBJ | SBJ-Z3B-B57-GF-PRK-JETF-2621 | BUILDING D57 | 6 | FLAKT WOODS | HT035JM |  |  |  |  | 2/9/2024 | 2/12/2024 | 3/3/2025 | 2/6/2025 | 2/10/2025 | 1/2/2026 | 3/6/2026 | 3/10/2026 | 2026-02-01 | 2025-10-02 | PPM-Electrical | 259
PPM-00259 | In-house PPM | ELECTRICAL | QUARTERLY | 3 | 0 | JET FAN | JET FAN,MB-Z3-D57GF-JETF-2692,PARKING,GROUND FLOOR,BUILDING D-57,ZONE 3B(ZAHA),SBJ | SBJ-Z3B-B57-GF-PRK-JETF-2692 | BUILDING D57 | 6 | FLAKT WOODS | 35JT-3SP-UBD-TB |  |  |  |  | 2/9/2024 | 2/12/2024 | 3/3/2025 | 2/6/2025 | 2/10/2025 | 1/2/2026 | 3/6/2026 | 3/10/2026 | 2026-02-01 | 2025-10-02 | PPM-Electrical | 260
PPM-00260 | In-house PPM | ELECTRICAL | QUARTERLY | 3 | 0 | JET FAN | JET FAN,MB-Z3-D57GF-JETF-2693,PARKING,GROUND FLOOR,BUILDING D-57,ZONE 3B(ZAHA),SBJ | SBJ-Z3B-B57-GF-PRK-JETF-2693 | BUILDING D57 | 6 | FLAKT WOODS | 35JT-3SP-UBD-TB |  |  |  |  | 3/9/2024 | 3/12/2024 | 4/3/2025 | 3/6/2025 | 3/10/2025 | 2/2/2026 | 4/6/2026 | 4/10/2026 | 2026-02-02 | 2025-10-03 | PPM-Electrical | 261
PPM-00261 | In-house PPM | ELECTRICAL | QUARTERLY | 3 | 0 | JET FAN | JET FAN,MB-Z3-D57GF-JETF-2694,PARKING,GROUND FLOOR,BUILDING D-57,ZONE 3B(ZAHA),SBJ | SBJ-Z3B-B57-GF-PRK-JETF-2694 | BUILDING D57 | 6 | FLAKT WOODS | 35JT-3SP-UBD-TB |  |  |  |  | 3/9/2024 | 3/12/2024 | 4/3/2025 | 3/6/2025 | 3/10/2025 | 2/2/2026 | 4/6/2026 | 4/10/2026 | 2026-02-02 | 2025-10-03 | PPM-Electrical | 262
PPM-00262 | In-house PPM | ELECTRICAL | QUARTERLY | 3 | 0 | JET FAN | JET FAN,MB-Z3-D57GF-JETF-2695,PARKING,GROUND FLOOR,BUILDING D-57,ZONE 3B(ZAHA),SBJ | SBJ-Z3B-B57-GF-PRK-JETF-2695 | BUILDING D57 | 6 | FLAKT WOODS | 35JT-3SP-UBD-TB |  |  |  |  | 3/9/2024 | 3/12/2024 | 4/3/2025 | 3/6/2025 | 3/10/2025 | 2/2/2026 | 4/6/2026 | 4/10/2026 | 2026-02-02 | 2025-10-03 | PPM-Electrical | 263
PPM-00263 | In-house PPM | ELECTRICAL | QUARTERLY | 3 | 0 | ELECTRICAL FITTINGS & FIXTURES | ELECTRICAL FITTINGS & FIXTURES,BUILDING D-57,ZONE 3B(ZAHA),SBJ | SBJ-Z3B-B57-EFF | BUILDING D57 | 4 | [6 empty] | 3/9/2024 | 3/12/2024 | 4/3/2025 | 3/6/2025 | 3/10/2025 | 2/2/2026 | 4/6/2026 | 4/10/2026 | 2026-02-02 | 2025-10-03 | PPM-Electrical | 264
PPM-00264 | In-house PPM | ELECTRICAL | QUARTERLY | 3 | 0 | JET FAN CONTROL | JET FAN CONTROL,MB-Z3-D58GF-JETCP-2501,ELECTRICAL ROOM,GROUND FLOOR,BUILDING D-58,ZONE 3B(ZAHA),SBJ | SBJ-Z3B-B58-GF-ELR-JETCP-2501 | BUILDING D58 | 6 | AL KIYUMI | [5 empty] | 3/9/2024 | 3/12/2024 | 4/3/2025 | 3/6/2025 | 3/10/2025 | 2/2/2026 | 4/6/2026 | 4/10/2026 | 2026-02-02 | 2025-10-03 | PPM-Electrical | 265
PPM-00265 | In-house PPM | ELECTRICAL | QUARTERLY | 3 | 0 | LIGHT CONTROL PANEL | LIGHT CONTROL PANEL,MB-Z3-D58GF-ELLCP-2522,ELECTRICAL ROOM,GROUND FLOOR,BUILDING D-58,ZONE 3B(ZAHA),SBJ | SBJ-Z3B-B58-GF-ELR-ELLCP-2522 | BUILDING D58 | 6 | AL KIYUMI | [5 empty] | 3/9/2024 | 3/12/2024 | 4/3/2025 | 3/6/2025 | 3/10/2025 | 2/2/2026 | 4/6/2026 | 4/10/2026 | 2026-02-02 | 2025-10-03 | PPM-Electrical | 266
PPM-00266 | In-house PPM | ELECTRICAL | QUARTERLY | 3 | 0 | POWER DB | POWER DB,MB-Z3-D58GF-ELDB-2543,ELECTRICAL ROOM,GROUND FLOOR,BUILDING D-58,ZONE 3B(ZAHA),SBJ | SBJ-Z3B-B58-GF-ELR-ELDB-2543 | BUILDING D58 | 6 | ABB | [5 empty] | 3/9/2024 | 3/12/2024 | 4/3/2025 | 3/6/2025 | 3/10/2025 | 2/2/2026 | 4/6/2026 | 4/10/2026 | 2026-02-02 | 2025-10-03 | PPM-Electrical | 267
PPM-00267 | In-house PPM | ELECTRICAL | QUARTERLY | 3 | 0 | SUB MAIN POWER DB | SUB MAIN POWER DB,MB-Z3-D58GF-SMDB-2564,ELECTRICAL ROOM,GROUND FLOOR,BUILDING D-58,ZONE 3B(ZAHA),SBJ | SBJ-Z3B-B58-GF-ELR-SMDB-2564 | BUILDING D58 | 6 | AL KIYUMI | [5 empty] | 3/9/2024 | 3/12/2024 | 4/3/2025 | 3/6/2025 | 3/10/2025 | 2/2/2026 | 4/6/2026 | 4/10/2026 | 2026-02-02 | 2025-10-03 | PPM-Electrical | 268
PPM-00268 | In-house PPM | ELECTRICAL | QUARTERLY | 3 | 0 | SUB MAIN POWER DB | SUB MAIN POWER DB,MB-Z3-D58GF-SMDB-2585,ELECTRICAL ROOM,GROUND FLOOR,BUILDING D-58,ZONE 3B(ZAHA),SBJ | SBJ-Z3B-B58-GF-ELR-SMDB-2585 | BUILDING D58 | 6 | FLAKT WOODS | [5 empty] | 3/9/2024 | 3/12/2024 | 4/3/2025 | 3/6/2025 | 3/10/2025 | 2/2/2026 | 4/6/2026 | 4/10/2026 | 2026-02-02 | 2025-10-03 | PPM-Electrical | 269
PPM-00269 | In-house PPM | ELECTRICAL | QUARTERLY | 3 | 0 | EXHAUST FAN | EXHAUST FAN,MB-Z3-D58GF-JETF-2622,PARKING,GROUND FLOOR,BUILDING D-58,ZONE 3B(ZAHA),SBJ | SBJ-Z3B-B58-GF-PRK-JETF-2622 | BUILDING D58 | 6 | FLAKT WOODS | HT035JM |  |  |  |  | 3/9/2024 | 3/12/2024 | 4/3/2025 | 3/6/2025 | 3/10/2025 | 2/2/2026 | 4/6/2026 | 4/10/2026 | 2026-02-02 | 2025-10-03 | PPM-Electrical | 270
PPM-00270 | In-house PPM | ELECTRICAL | QUARTERLY | 3 | 0 | EXHAUST FAN | EXHAUST FAN,MB-Z3-D58GF-JETF-2623,PARKING,GROUND FLOOR,BUILDING D-58,ZONE 3B(ZAHA),SBJ | SBJ-Z3B-B58-GF-PRK-JETF-2623 | BUILDING D58 | 6 | FLAKT WOODS | HT035JM |  |  |  |  | 3/9/2024 | 3/12/2024 | 4/3/2025 | 3/6/2025 | 3/10/2025 | 2/2/2026 | 4/6/2026 | 4/10/2026 | 2026-02-02 | 2025-10-03 | PPM-Electrical | 271
PPM-00271 | In-house PPM | ELECTRICAL | QUARTERLY | 3 | 0 | JET FAN | JET FAN,MB-Z3-D58GF-JETF-2696,PARKING,GROUND FLOOR,BUILDING D-58,ZONE 3B(ZAHA),SBJ | SBJ-Z3B-B58-GF-PRK-JETF-2696 | BUILDING D58 | 6 | FLAKT WOODS | 35JT-3SP-UBD-TB |  |  |  |  | 4/9/2024 | 4/12/2024 | 5/3/2025 | 4/6/2025 | 4/10/2025 | 3/2/2026 | 5/6/2026 | 5/10/2026 | 2026-02-03 | 2025-10-04 | PPM-Electrical | 272
PPM-00272 | In-house PPM | ELECTRICAL | QUARTERLY | 3 | 0 | JET FAN | JET FAN,MB-Z3-D58GF-JETF-2697,PARKING,GROUND FLOOR,BUILDING D-58,ZONE 3B(ZAHA),SBJ | SBJ-Z3B-B58-GF-PRK-JETF-2697 | BUILDING D58 | 6 | FLAKT WOODS | 35JT-3SP-UBD-TB |  |  |  |  | 4/9/2024 | 4/12/2024 | 5/3/2025 | 4/6/2025 | 4/10/2025 | 3/2/2026 | 5/6/2026 | 5/10/2026 | 2026-02-03 | 2025-10-04 | PPM-Electrical | 273
PPM-00273 | In-house PPM | ELECTRICAL | QUARTERLY | 3 | 0 | JET FAN | JET FAN,MB-Z3-D58GF-JETF-2698,PARKING,GROUND FLOOR,BUILDING D-58,ZONE 3B(ZAHA),SBJ | SBJ-Z3B-B58-GF-PRK-JETF-2698 | BUILDING D58 | 6 | FLAKT WOODS | 35JT-3SP-UBD-TB |  |  |  |  | 4/9/2024 | 4/12/2024 | 5/3/2025 | 4/6/2025 | 4/10/2025 | 3/2/2026 | 5/6/2026 | 5/10/2026 | 2026-02-03 | 2025-10-04 | PPM-Electrical | 274
PPM-00274 | In-house PPM | ELECTRICAL | QUARTERLY | 3 | 0 | JET FAN | JET FAN,MB-Z3-D58GF-JETF-2699,PARKING,GROUND FLOOR,BUILDING D-58,ZONE 3B(ZAHA),SBJ | SBJ-Z3B-B58-GF-PRK-JETF-2699 | BUILDING D58 | 6 | FLAKT WOODS | 35JT-3SP-UBD-TB |  |  |  |  | 4/9/2024 | 4/12/2024 | 5/3/2025 | 4/6/2025 | 4/10/2025 | 3/2/2026 | 5/6/2026 | 5/10/2026 | 2026-02-03 | 2025-10-04 | PPM-Electrical | 275
PPM-00275 | In-house PPM | ELECTRICAL | QUARTERLY | 3 | 0 | ELECTRICAL FITTINGS & FIXTURES | ELECTRICAL FITTINGS & FIXTURES,BUILDING D-58,ZONE 3B(ZAHA),SBJ | SBJ-Z3B-B58-EFF | BUILDING D58 | 4 | [6 empty] | 4/9/2024 | 4/12/2024 | 5/3/2025 | 4/6/2025 | 4/10/2025 | 3/2/2026 | 5/6/2026 | 5/10/2026 | 2026-02-03 | 2025-10-04 | PPM-Electrical | 276
PPM-00276 | In-house PPM | ELECTRICAL | QUARTERLY | 3 | 0 | JET FAN CONTROL | JET FAN CONTROL,MB-Z3-D59GF-JETCP-2502,ELECTRICAL ROOM,GROUND FLOOR,BUILDING D-59,ZONE 3B(ZAHA),SBJ | SBJ-Z3B-B59-GF-ELR-JETCP-2502 | BUILDING D59 | 6 | AL KIYUMI | [5 empty] | 4/9/2024 | 4/12/2024 | 5/3/2025 | 4/6/2025 | 4/10/2025 | 3/2/2026 | 5/6/2026 | 5/10/2026 | 2026-02-03 | 2025-10-04 | PPM-Electrical | 277
PPM-00277 | In-house PPM | ELECTRICAL | QUARTERLY | 3 | 0 | LIGHT CONTROL PANEL | LIGHT CONTROL PANEL,MB-Z3-D59GF-ELLCP-2523,ELECTRICAL ROOM,GROUND FLOOR,BUILDING D-59,ZONE 3B(ZAHA),SBJ | SBJ-Z3B-B59-GF-ELR-ELLCP-2523 | BUILDING D59 | 6 | AL KIYUMI | [5 empty] | 4/9/2024 | 4/12/2024 | 5/3/2025 | 4/6/2025 | 4/10/2025 | 3/2/2026 | 5/6/2026 | 5/10/2026 | 2026-02-03 | 2025-10-04 | PPM-Electrical | 278
PPM-00278 | In-house PPM | ELECTRICAL | QUARTERLY | 3 | 0 | POWER DB | POWER DB,MB-Z3-D59GF-ELDB-2544,ELECTRICAL ROOM,GROUND FLOOR,BUILDING D-59,ZONE 3B(ZAHA),SBJ | SBJ-Z3B-B59-GF-ELR-ELDB-2544 | BUILDING D59 | 6 | ABB | [5 empty] | 4/9/2024 | 4/12/2024 | 5/3/2025 | 4/6/2025 | 4/10/2025 | 3/2/2026 | 5/6/2026 | 5/10/2026 | 2026-02-03 | 2025-10-04 | PPM-Electrical | 279
PPM-00279 | In-house PPM | ELECTRICAL | QUARTERLY | 3 | 0 | SUB MAIN POWER DB | SUB MAIN POWER DB,MB-Z3-D59GF-SMDB-2565,ELECTRICAL ROOM,GROUND FLOOR,BUILDING D-59,ZONE 3B(ZAHA),SBJ | SBJ-Z3B-B59-GF-ELR-SMDB-2565 | BUILDING D59 | 6 | AL KIYUMI | [5 empty] | 4/9/2024 | 4/12/2024 | 5/3/2025 | 4/6/2025 | 4/10/2025 | 3/2/2026 | 5/6/2026 | 5/10/2026 | 2026-02-03 | 2025-10-04 | PPM-Electrical | 280
PPM-00280 | In-house PPM | ELECTRICAL | QUARTERLY | 3 | 0 | SUB MAIN POWER DB | SUB MAIN POWER DB,MB-Z3-D59GF-SMDB-2586,ELECTRICAL ROOM,GROUND FLOOR,BUILDING D-59,ZONE 3B(ZAHA),SBJ | SBJ-Z3B-B59-GF-ELR-SMDB-2586 | BUILDING D59 | 6 | FLAKT WOODS | [5 empty] | 4/9/2024 | 4/12/2024 | 5/3/2025 | 4/6/2025 | 4/10/2025 | 3/2/2026 | 5/6/2026 | 5/10/2026 | 2026-02-03 | 2025-10-04 | PPM-Electrical | 281
PPM-00281 | In-house PPM | ELECTRICAL | QUARTERLY | 3 | 0 | EXHAUST FAN | EXHAUST FAN,MB-Z3-D59GF-JETF-2624,PARKING,GROUND FLOOR,BUILDING D-59,ZONE 3B(ZAHA),SBJ | SBJ-Z3B-B59-GF-PRK-JETF-2624 | BUILDING D59 | 6 | FLAKT WOODS | HT035JM |  |  |  |  | 4/9/2024 | 4/12/2024 | 5/3/2025 | 4/6/2025 | 4/10/2025 | 3/2/2026 | 5/6/2026 | 5/10/2026 | 2026-02-03 | 2025-10-04 | PPM-Electrical | 282
PPM-00282 | In-house PPM | ELECTRICAL | QUARTERLY | 3 | 0 | EXHAUST FAN | EXHAUST FAN,MB-Z3-D59GF-JETF-2625,PARKING,GROUND FLOOR,BUILDING D-59,ZONE 3B(ZAHA),SBJ | SBJ-Z3B-B59-GF-PRK-JETF-2625 | BUILDING D59 | 6 | FLAKT WOODS | HT035JM |  |  |  |  | 4/9/2024 | 4/12/2024 | 5/3/2025 | 4/6/2025 | 4/10/2025 | 3/2/2026 | 5/6/2026 | 5/10/2026 | 2026-02-03 | 2025-10-04 | PPM-Electrical | 283
PPM-00283 | In-house PPM | ELECTRICAL | QUARTERLY | 3 | 0 | JET FAN | JET FAN,MB-Z3-D59GF-JETF-2700,PARKING,GROUND FLOOR,BUILDING D-59,ZONE 3B(ZAHA),SBJ | SBJ-Z3B-B59-GF-PRK-JETF-2700 | BUILDING D59 | 6 | FLAKT WOODS | 35JT-3SP-UBD-TB |  |  |  |  | 5/9/2024 | 5/12/2024 | 6/3/2025 | 5/6/2025 | 5/10/2025 | 4/2/2026 | 6/6/2026 | 6/10/2026 | 2026-02-04 | 2025-10-05 | PPM-Electrical | 284
PPM-00284 | In-house PPM | ELECTRICAL | QUARTERLY | 3 | 0 | JET FAN | JET FAN,MB-Z3-D59GF-JETF-2701,PARKING,GROUND FLOOR,BUILDING D-59,ZONE 3B(ZAHA),SBJ | SBJ-Z3B-B59-GF-PRK-JETF-2701 | BUILDING D59 | 6 | FLAKT WOODS | 35JT-3SP-UBD-TB |  |  |  |  | 5/9/2024 | 5/12/2024 | 6/3/2025 | 5/6/2025 | 5/10/2025 | 4/2/2026 | 6/6/2026 | 6/10/2026 | 2026-02-04 | 2025-10-05 | PPM-Electrical | 285
PPM-00285 | In-house PPM | ELECTRICAL | QUARTERLY | 3 | 0 | JET FAN | JET FAN,MB-Z3-D59GF-JETF-2702,PARKING,GROUND FLOOR,BUILDING D-59,ZONE 3B(ZAHA),SBJ | SBJ-Z3B-B59-GF-PRK-JETF-2702 | BUILDING D59 | 6 | FLAKT WOODS | 35JT-3SP-UBD-TB |  |  |  |  | 5/9/2024 | 5/12/2024 | 6/3/2025 | 5/6/2025 | 5/10/2025 | 4/2/2026 | 6/6/2026 | 6/10/2026 | 2026-02-04 | 2025-10-05 | PPM-Electrical | 286
PPM-00286 | In-house PPM | ELECTRICAL | QUARTERLY | 3 | 0 | JET FAN | JET FAN,MB-Z3-D59GF-JETF-2703,PARKING,GROUND FLOOR,BUILDING D-59,ZONE 3B(ZAHA),SBJ | SBJ-Z3B-B59-GF-PRK-JETF-2703 | BUILDING D59 | 6 | FLAKT WOODS | 35JT-3SP-UBD-TB |  |  |  |  | 5/9/2024 | 5/12/2024 | 6/3/2025 | 5/6/2025 | 5/10/2025 | 4/2/2026 | 6/6/2026 | 6/10/2026 | 2026-02-04 | 2025-10-05 | PPM-Electrical | 287
PPM-00287 | In-house PPM | ELECTRICAL | QUARTERLY | 3 | 0 | ELECTRICAL FITTINGS & FIXTURES | ELECTRICAL FITTINGS & FIXTURES,BUILDING D-59,ZONE 3B(ZAHA),SBJ | SBJ-Z3B-B59-EFF | BUILDING D59 | 4 | [6 empty] | 5/9/2024 | 5/12/2024 | 6/3/2025 | 5/6/2025 | 5/10/2025 | 4/2/2026 | 6/6/2026 | 6/10/2026 | 2026-02-04 | 2025-10-05 | PPM-Electrical | 288
PPM-00288 | In-house PPM | ELECTRICAL | QUARTERLY | 3 | 0 | JET FAN CONTROL | JET FAN CONTROL,MB-Z3-D60GF-JETCP-2503,ELECTRICAL ROOM,GROUND FLOOR,BUILDING D-60,ZONE 3B(ZAHA),SBJ | SBJ-Z3B-B60-GF-ELR-JETCP-2503 | BUILDING D60 | 6 | AL KIYUMI | [5 empty] | 5/9/2024 | 5/12/2024 | 6/3/2025 | 5/6/2025 | 5/10/2025 | 4/2/2026 | 6/6/2026 | 6/10/2026 | 2026-02-04 | 2025-10-05 | PPM-Electrical | 289
PPM-00289 | In-house PPM | ELECTRICAL | QUARTERLY | 3 | 0 | LIGHT CONTROL PANEL | LIGHT CONTROL PANEL,MB-Z3-D60GF-ELLCP-2524,ELECTRICAL ROOM,GROUND FLOOR,BUILDING D-60,ZONE 3B(ZAHA),SBJ | SBJ-Z3B-B60-GF-ELR-ELLCP-2524 | BUILDING D60 | 6 | AL KIYUMI | [5 empty] | 5/9/2024 | 5/12/2024 | 6/3/2025 | 5/6/2025 | 5/10/2025 | 4/2/2026 | 6/6/2026 | 6/10/2026 | 2026-02-04 | 2025-10-05 | PPM-Electrical | 290
PPM-00290 | In-house PPM | ELECTRICAL | QUARTERLY | 3 | 0 | POWER DB | POWER DB,MB-Z3-D60GF-ELDB-2545,ELECTRICAL ROOM,GROUND FLOOR,BUILDING D-60,ZONE 3B(ZAHA),SBJ | SBJ-Z3B-B60-GF-ELR-ELDB-2545 | BUILDING D60 | 6 | ABB | [5 empty] | 5/9/2024 | 5/12/2024 | 6/3/2025 | 5/6/2025 | 5/10/2025 | 4/2/2026 | 6/6/2026 | 6/10/2026 | 2026-02-04 | 2025-10-05 | PPM-Electrical | 291
PPM-00291 | In-house PPM | ELECTRICAL | QUARTERLY | 3 | 0 | SUB MAIN POWER DB | SUB MAIN POWER DB,MB-Z3-D60GF-SMDB-2566,ELECTRICAL ROOM,GROUND FLOOR,BUILDING D-60,ZONE 3B(ZAHA),SBJ | SBJ-Z3B-B60-GF-ELR-SMDB-2566 | BUILDING D60 | 6 | AL KIYUMI | [5 empty] | 5/9/2024 | 5/12/2024 | 6/3/2025 | 5/6/2025 | 5/10/2025 | 4/2/2026 | 6/6/2026 | 6/10/2026 | 2026-02-04 | 2025-10-05 | PPM-Electrical | 292
PPM-00292 | In-house PPM | ELECTRICAL | QUARTERLY | 3 | 0 | SUB MAIN POWER DB | SUB MAIN POWER DB,MB-Z3-D60GF-SMDB-2587,ELECTRICAL ROOM,GROUND FLOOR,BUILDING D-60,ZONE 3B(ZAHA),SBJ | SBJ-Z3B-B60-GF-ELR-SMDB-2587 | BUILDING D60 | 6 | FLAKT WOODS | [5 empty] | 5/9/2024 | 5/12/2024 | 6/3/2025 | 5/6/2025 | 5/10/2025 | 4/2/2026 | 6/6/2026 | 6/10/2026 | 2026-02-04 | 2025-10-05 | PPM-Electrical | 293
PPM-00293 | In-house PPM | ELECTRICAL | QUARTERLY | 3 | 0 | EXHAUST FAN | EXHAUST FAN,MB-Z3-D60GF-JETF-2626,PARKING,GROUND FLOOR,BUILDING D-60,ZONE 3B(ZAHA),SBJ | SBJ-Z3B-B60-GF-PRK-JETF-2626 | BUILDING D60 | 6 | FLAKT WOODS | HT035JM |  |  |  |  | 5/9/2024 | 5/12/2024 | 6/3/2025 | 5/6/2025 | 5/10/2025 | 4/2/2026 | 6/6/2026 | 6/10/2026 | 2026-02-04 | 2025-10-05 | PPM-Electrical | 294
PPM-00294 | In-house PPM | ELECTRICAL | QUARTERLY | 3 | 0 | EXHAUST FAN | EXHAUST FAN,MB-Z3-D60GF-JETF-2627,PARKING,GROUND FLOOR,BUILDING D-60,ZONE 3B(ZAHA),SBJ | SBJ-Z3B-B60-GF-PRK-JETF-2627 | BUILDING D60 | 6 | FLAKT WOODS | HT035JM |  |  |  |  | 7/9/2024 | 7/12/2024 | 8/3/2025 | 7/6/2025 | 7/10/2025 | 6/2/2026 | 8/6/2026 | 8/10/2026 | 2026-02-06 | 2025-10-07 | PPM-Electrical | 295
PPM-00295 | In-house PPM | ELECTRICAL | QUARTERLY | 3 | 0 | JET FAN | JET FAN,MB-Z3-D60GF-JETF-2704,PARKING,GROUND FLOOR,BUILDING D-60,ZONE 3B(ZAHA),SBJ | SBJ-Z3B-B60-GF-PRK-JETF-2704 | BUILDING D60 | 6 | FLAKT WOODS | 35JT-3SP-UBD-TB |  |  |  |  | 7/9/2024 | 7/12/2024 | 8/3/2025 | 7/6/2025 | 7/10/2025 | 6/2/2026 | 8/6/2026 | 8/10/2026 | 2026-02-06 | 2025-10-07 | PPM-Electrical | 296
PPM-00296 | In-house PPM | ELECTRICAL | QUARTERLY | 3 | 0 | JET FAN | JET FAN,MB-Z3-D60GF-JETF-2705,PARKING,GROUND FLOOR,BUILDING D-60,ZONE 3B(ZAHA),SBJ | SBJ-Z3B-B60-GF-PRK-JETF-2705 | BUILDING D60 | 6 | FLAKT WOODS | 35JT-3SP-UBD-TB |  |  |  |  | 7/9/2024 | 7/12/2024 | 8/3/2025 | 7/6/2025 | 7/10/2025 | 6/2/2026 | 8/6/2026 | 8/10/2026 | 2026-02-06 | 2025-10-07 | PPM-Electrical | 297
PPM-00297 | In-house PPM | ELECTRICAL | QUARTERLY | 3 | 0 | JET FAN | JET FAN,MB-Z3-D60GF-JETF-2706,PARKING,GROUND FLOOR,BUILDING D-60,ZONE 3B(ZAHA),SBJ | SBJ-Z3B-B60-GF-PRK-JETF-2706 | BUILDING D60 | 6 | FLAKT WOODS | 35JT-3SP-UBD-TB |  |  |  |  | 7/9/2024 | 7/12/2024 | 8/3/2025 | 7/6/2025 | 7/10/2025 | 6/2/2026 | 8/6/2026 | 8/10/2026 | 2026-02-06 | 2025-10-07 | PPM-Electrical | 298
PPM-00298 | In-house PPM | ELECTRICAL | QUARTERLY | 3 | 0 | JET FAN | JET FAN,MB-Z3-D60GF-JETF-2707,PARKING,GROUND FLOOR,BUILDING D-60,ZONE 3B(ZAHA),SBJ | SBJ-Z3B-B60-GF-PRK-JETF-2707 | BUILDING D60 | 6 | FLAKT WOODS | 35JT-3SP-UBD-TB |  |  |  |  | 7/9/2024 | 7/12/2024 | 8/3/2025 | 7/6/2025 | 7/10/2025 | 6/2/2026 | 8/6/2026 | 8/10/2026 | 2026-02-06 | 2025-10-07 | PPM-Electrical | 299
PPM-00299 | In-house PPM | ELECTRICAL | QUARTERLY | 3 | 0 | ELECTRICAL FITTINGS & FIXTURES | ELECTRICAL FITTINGS & FIXTURES,BUILDING D-60,ZONE 3B(ZAHA),SBJ | SBJ-Z3B-B60-EFF | BUILDING D60 | 4 | [6 empty] | 7/9/2024 | 7/12/2024 | 8/3/2025 | 7/6/2025 | 7/10/2025 | 6/2/2026 | 8/6/2026 | 8/10/2026 | 2026-02-06 | 2025-10-07 | PPM-Electrical | 300
PPM-00300 | In-house PPM | ELECTRICAL | QUARTERLY | 3 | 0 | JET FAN CONTROL | JET FAN CONTROL,MB-Z3-D61GF-JETCP-2504,ELECTRICAL ROOM,GROUND FLOOR,BUILDING D-61,ZONE 3B(ZAHA),SBJ | SBJ-Z3B-B61-GF-ELR-JETCP-2504 | BUILDING D61 | 6 | AL KIYUMI | [5 empty] | 7/9/2024 | 7/12/2024 | 8/3/2025 | 7/6/2025 | 7/10/2025 | 6/2/2026 | 8/6/2026 | 8/10/2026 | 2026-02-06 | 2025-10-07 | PPM-Electrical | 301
PPM-00301 | In-house PPM | ELECTRICAL | QUARTERLY | 3 | 0 | LIGHT CONTROL PANEL | LIGHT CONTROL PANEL,MB-Z3-D61GF-ELLCP-2525,ELECTRICAL ROOM,GROUND FLOOR,BUILDING D-61,ZONE 3B(ZAHA),SBJ | SBJ-Z3B-B61-GF-ELR-ELLCP-2525 | BUILDING D61 | 6 | AL KIYUMI | [5 empty] | 7/9/2024 | 7/12/2024 | 8/3/2025 | 7/6/2025 | 7/10/2025 | 6/2/2026 | 8/6/2026 | 8/10/2026 | 2026-02-06 | 2025-10-07 | PPM-Electrical | 302
PPM-00302 | In-house PPM | ELECTRICAL | QUARTERLY | 3 | 0 | POWER DB | POWER DB,MB-Z3-D61GF-ELDB-2546,ELECTRICAL ROOM,GROUND FLOOR,BUILDING D-61,ZONE 3B(ZAHA),SBJ | SBJ-Z3B-B61-GF-ELR-ELDB-2546 | BUILDING D61 | 6 | ABB | [5 empty] | 7/9/2024 | 7/12/2024 | 8/3/2025 | 7/6/2025 | 7/10/2025 | 6/2/2026 | 8/6/2026 | 8/10/2026 | 2026-02-06 | 2025-10-07 | PPM-Electrical | 303
PPM-00303 | In-house PPM | ELECTRICAL | QUARTERLY | 3 | 0 | SUB MAIN POWER DB | SUB MAIN POWER DB,MB-Z3-D61GF-SMDB-2567,ELECTRICAL ROOM,GROUND FLOOR,BUILDING D-61,ZONE 3B(ZAHA),SBJ | SBJ-Z3B-B61-GF-ELR-SMDB-2567 | BUILDING D61 | 6 | AL KIYUMI | [5 empty] | 7/9/2024 | 7/12/2024 | 8/3/2025 | 7/6/2025 | 7/10/2025 | 6/2/2026 | 8/6/2026 | 8/10/2026 | 2026-02-06 | 2025-10-07 | PPM-Electrical | 304
PPM-00304 | In-house PPM | ELECTRICAL | QUARTERLY | 3 | 0 | SUB MAIN POWER DB | SUB MAIN POWER DB,MB-Z3-D61GF-SMDB-2588,ELECTRICAL ROOM,GROUND FLOOR,BUILDING D-61,ZONE 3B(ZAHA),SBJ | SBJ-Z3B-B61-GF-ELR-SMDB-2588 | BUILDING D61 | 6 | FLAKT WOODS | [5 empty] | 7/9/2024 | 7/12/2024 | 8/3/2025 | 7/6/2025 | 7/10/2025 | 6/2/2026 | 8/6/2026 | 8/10/2026 | 2026-02-06 | 2025-10-07 | PPM-Electrical | 305
PPM-00305 | In-house PPM | ELECTRICAL | QUARTERLY | 3 | 0 | EXHAUST FAN | EXHAUST FAN,MB-Z3-D61GF-JETF-2628,PARKING,GROUND FLOOR,BUILDING D-61,ZONE 3B(ZAHA),SBJ | SBJ-Z3B-B61-GF-PRK-JETF-2628 | BUILDING D61 | 6 | FLAKT WOODS | HT035JM |  |  |  |  | 7/9/2024 | 7/12/2024 | 8/3/2025 | 7/6/2025 | 7/10/2025 | 6/2/2026 | 8/6/2026 | 8/10/2026 | 2026-02-06 | 2025-10-07 | PPM-Electrical | 306
PPM-00306 | In-house PPM | ELECTRICAL | QUARTERLY | 3 | 0 | EXHAUST FAN | EXHAUST FAN,MB-Z3-D61GF-JETF-2629,PARKING,GROUND FLOOR,BUILDING D-61,ZONE 3B(ZAHA),SBJ | SBJ-Z3B-B61-GF-PRK-JETF-2629 | BUILDING D61 | 6 | FLAKT WOODS | HT035JM |  |  |  |  | 7/9/2024 | 7/12/2024 | 8/3/2025 | 7/6/2025 | 7/10/2025 | 6/2/2026 | 8/6/2026 | 8/10/2026 | 2026-02-06 | 2025-10-07 | PPM-Electrical | 307
PPM-00307 | In-house PPM | ELECTRICAL | QUARTERLY | 3 | 0 | JET FAN | JET FAN,MB-Z3-D61GF-JETF-2708,PARKING,GROUND FLOOR,BUILDING D-61,ZONE 3B(ZAHA),SBJ | SBJ-Z3B-B61-GF-PRK-JETF-2708 | BUILDING D61 | 6 | FLAKT WOODS | 35JT-3SP-UBD-TB |  |  |  |  | 8/9/2024 | 8/12/2024 | 9/3/2025 | 8/6/2025 | 8/10/2025 | 7/2/2026 | 9/6/2026 | 9/10/2026 | 2026-02-07 | 2025-10-08 | PPM-Electrical | 308
PPM-00308 | In-house PPM | ELECTRICAL | QUARTERLY | 3 | 0 | JET FAN | JET FAN,MB-Z3-D61GF-JETF-2709,PARKING,GROUND FLOOR,BUILDING D-61,ZONE 3B(ZAHA),SBJ | SBJ-Z3B-B61-GF-PRK-JETF-2709 | BUILDING D61 | 6 | FLAKT WOODS | 35JT-3SP-UBD-TB |  |  |  |  | 8/9/2024 | 8/12/2024 | 9/3/2025 | 8/6/2025 | 8/10/2025 | 7/2/2026 | 9/6/2026 | 9/10/2026 | 2026-02-07 | 2025-10-08 | PPM-Electrical | 309
PPM-00309 | In-house PPM | ELECTRICAL | QUARTERLY | 3 | 0 | JET FAN | JET FAN,MB-Z3-D61GF-JETF-2710,PARKING,GROUND FLOOR,BUILDING D-61,ZONE 3B(ZAHA),SBJ | SBJ-Z3B-B61-GF-PRK-JETF-2710 | BUILDING D61 | 6 | FLAKT WOODS | 35JT-3SP-UBD-TB |  |  |  |  | 8/9/2024 | 8/12/2024 | 9/3/2025 | 8/6/2025 | 8/10/2025 | 7/2/2026 | 9/6/2026 | 9/10/2026 | 2026-02-07 | 2025-10-08 | PPM-Electrical | 310
PPM-00310 | In-house PPM | ELECTRICAL | QUARTERLY | 3 | 0 | JET FAN | JET FAN,MB-Z3-D61GF-JETF-2711,PARKING,GROUND FLOOR,BUILDING D-61,ZONE 3B(ZAHA),SBJ | SBJ-Z3B-B61-GF-PRK-JETF-2711 | BUILDING D61 | 6 | FLAKT WOODS | 35JT-3SP-UBD-TB |  |  |  |  | 8/9/2024 | 8/12/2024 | 9/3/2025 | 8/6/2025 | 8/10/2025 | 7/2/2026 | 9/6/2026 | 9/10/2026 | 2026-02-07 | 2025-10-08 | PPM-Electrical | 311
PPM-00311 | In-house PPM | ELECTRICAL | QUARTERLY | 3 | 0 | ELECTRICAL FITTINGS & FIXTURES | ELECTRICAL FITTINGS & FIXTURES,BUILDING D-61,ZONE 3B(ZAHA),SBJ | SBJ-Z3B-B61-EFF | BUILDING D61 | 4 | [6 empty] | 8/9/2024 | 8/12/2024 | 9/3/2025 | 8/6/2025 | 8/10/2025 | 7/2/2026 | 9/6/2026 | 9/10/2026 | 2026-02-07 | 2025-10-08 | PPM-Electrical | 312
PPM-00312 | In-house PPM | ELECTRICAL | QUARTERLY | 3 | 0 | JET FAN CONTROL | JET FAN CONTROL,MB-Z3-D62GF-JETCP-2505,ELECTRICAL ROOM,GROUND FLOOR,BUILDING D-62,ZONE 3B(ZAHA),SBJ | SBJ-Z3B-B62-GF-ELR-JETCP-2505 | BUILDING D62 | 6 | AL KIYUMI | [5 empty] | 8/9/2024 | 8/12/2024 | 9/3/2025 | 8/6/2025 | 8/10/2025 | 7/2/2026 | 9/6/2026 | 9/10/2026 | 2026-02-07 | 2025-10-08 | PPM-Electrical | 313
PPM-00313 | In-house PPM | ELECTRICAL | QUARTERLY | 3 | 0 | LIGHT CONTROL PANEL | LIGHT CONTROL PANEL,MB-Z3-D62GF-ELLCP-2526,ELECTRICAL ROOM,GROUND FLOOR,BUILDING D-62,ZONE 3B(ZAHA),SBJ | SBJ-Z3B-B62-GF-ELR-ELLCP-2526 | BUILDING D62 | 6 | AL KIYUMI | [5 empty] | 8/9/2024 | 8/12/2024 | 9/3/2025 | 8/6/2025 | 8/10/2025 | 7/2/2026 | 9/6/2026 | 9/10/2026 | 2026-02-07 | 2025-10-08 | PPM-Electrical | 314
PPM-00314 | In-house PPM | ELECTRICAL | QUARTERLY | 3 | 0 | POWER DB | POWER DB,MB-Z3-D62GF-ELDB-2547,ELECTRICAL ROOM,GROUND FLOOR,BUILDING D-62,ZONE 3B(ZAHA),SBJ | SBJ-Z3B-B62-GF-ELR-ELDB-2547 | BUILDING D62 | 6 | ABB | [5 empty] | 8/9/2024 | 8/12/2024 | 9/3/2025 | 8/6/2025 | 8/10/2025 | 7/2/2026 | 9/6/2026 | 9/10/2026 | 2026-02-07 | 2025-10-08 | PPM-Electrical | 315
PPM-00315 | In-house PPM | ELECTRICAL | QUARTERLY | 3 | 0 | SUB MAIN POWER DB | SUB MAIN POWER DB,MB-Z3-D62GF-SMDB-2568,ELECTRICAL ROOM,GROUND FLOOR,BUILDING D-62,ZONE 3B(ZAHA),SBJ | SBJ-Z3B-B62-GF-ELR-SMDB-2568 | BUILDING D62 | 6 | AL KIYUMI | [5 empty] | 8/9/2024 | 8/12/2024 | 9/3/2025 | 8/6/2025 | 8/10/2025 | 7/2/2026 | 9/6/2026 | 9/10/2026 | 2026-02-07 | 2025-10-08 | PPM-Electrical | 316
PPM-00316 | In-house PPM | ELECTRICAL | QUARTERLY | 3 | 0 | SUB MAIN POWER DB | SUB MAIN POWER DB,MB-Z3-D62GF-SMDB-2589,ELECTRICAL ROOM,GROUND FLOOR,BUILDING D-62,ZONE 3B(ZAHA),SBJ | SBJ-Z3B-B62-GF-ELR-SMDB-2589 | BUILDING D62 | 6 | FLAKT WOODS | [5 empty] | 8/9/2024 | 8/12/2024 | 9/3/2025 | 8/6/2025 | 8/10/2025 | 7/2/2026 | 9/6/2026 | 9/10/2026 | 2026-02-07 | 2025-10-08 | PPM-Electrical | 317
PPM-00317 | In-house PPM | ELECTRICAL | QUARTERLY | 3 | 0 | EXHAUST FAN | EXHAUST FAN,MB-Z3-D62GF-JETF-2630,PARKING,GROUND FLOOR,BUILDING D-62,ZONE 3B(ZAHA),SBJ | SBJ-Z3B-B62-GF-PRK-JETF-2630 | BUILDING D62 | 6 | FLAKT WOODS | HT035JM |  |  |  |  | 9/9/2024 | 9/12/2024 | 10/3/2025 | 9/6/2025 | 9/10/2025 | 8/2/2026 | 10/6/2026 | 10/10/2026 | 2026-02-08 | 2025-10-09 | PPM-Electrical | 318
PPM-00318 | In-house PPM | ELECTRICAL | QUARTERLY | 3 | 0 | EXHAUST FAN | EXHAUST FAN,MB-Z3-D62GF-JETF-2631,PARKING,GROUND FLOOR,BUILDING D-62,ZONE 3B(ZAHA),SBJ | SBJ-Z3B-B62-GF-PRK-JETF-2631 | BUILDING D62 | 6 | FLAKT WOODS | HT035JM |  |  |  |  | 9/9/2024 | 9/12/2024 | 10/3/2025 | 9/6/2025 | 9/10/2025 | 8/2/2026 | 10/6/2026 | 10/10/2026 | 2026-02-08 | 2025-10-09 | PPM-Electrical | 319
PPM-00319 | In-house PPM | ELECTRICAL | QUARTERLY | 3 | 0 | JET FAN | JET FAN,MB-Z3-D62GF-JETF-2712,PARKING,GROUND FLOOR,BUILDING D-62,ZONE 3B(ZAHA),SBJ | SBJ-Z3B-B62-GF-PRK-JETF-2712 | BUILDING D62 | 6 | FLAKT WOODS | 35JT-3SP-UBD-TB |  |  |  |  | 9/9/2024 | 9/12/2024 | 10/3/2025 | 9/6/2025 | 9/10/2025 | 8/2/2026 | 10/6/2026 | 10/10/2026 | 2026-02-08 | 2025-10-09 | PPM-Electrical | 320
PPM-00320 | In-house PPM | ELECTRICAL | QUARTERLY | 3 | 0 | JET FAN | JET FAN,MB-Z3-D62GF-JETF-2713,PARKING,GROUND FLOOR,BUILDING D-62,ZONE 3B(ZAHA),SBJ | SBJ-Z3B-B62-GF-PRK-JETF-2713 | BUILDING D62 | 6 | FLAKT WOODS | 35JT-3SP-UBD-TB |  |  |  |  | 9/9/2024 | 9/12/2024 | 10/3/2025 | 9/6/2025 | 9/10/2025 | 8/2/2026 | 10/6/2026 | 10/10/2026 | 2026-02-08 | 2025-10-09 | PPM-Electrical | 321
PPM-00321 | In-house PPM | ELECTRICAL | QUARTERLY | 3 | 0 | JET FAN | JET FAN,MB-Z3-D62GF-JETF-2714,PARKING,GROUND FLOOR,BUILDING D-62,ZONE 3B(ZAHA),SBJ | SBJ-Z3B-B62-GF-PRK-JETF-2714 | BUILDING D62 | 6 | FLAKT WOODS | 35JT-3SP-UBD-TB |  |  |  |  | 9/9/2024 | 9/12/2024 | 10/3/2025 | 9/6/2025 | 9/10/2025 | 8/2/2026 | 10/6/2026 | 10/10/2026 | 2026-02-08 | 2025-10-09 | PPM-Electrical | 322
PPM-00322 | In-house PPM | ELECTRICAL | QUARTERLY | 3 | 0 | JET FAN | JET FAN,MB-Z3-D62GF-JETF-2715,PARKING,GROUND FLOOR,BUILDING D-62,ZONE 3B(ZAHA),SBJ | SBJ-Z3B-B62-GF-PRK-JETF-2715 | BUILDING D62 | 6 | FLAKT WOODS | 35JT-3SP-UBD-TB |  |  |  |  | 9/9/2024 | 9/12/2024 | 10/3/2025 | 9/6/2025 | 9/10/2025 | 8/2/2026 | 10/6/2026 | 10/10/2026 | 2026-02-08 | 2025-10-09 | PPM-Electrical | 323
PPM-00323 | In-house PPM | ELECTRICAL | QUARTERLY | 3 | 0 | ELECTRICAL FITTINGS & FIXTURES | ELECTRICAL FITTINGS & FIXTURES,BUILDING D-62,ZONE 3B(ZAHA),SBJ | SBJ-Z3B-B62-EFF | BUILDING D62 | 4 | [6 empty] | 9/9/2024 | 9/12/2024 | 10/3/2025 | 9/6/2025 | 9/10/2025 | 8/2/2026 | 10/6/2026 | 10/10/2026 | 2026-02-08 | 2025-10-09 | PPM-Electrical | 324
PPM-00324 | In-house PPM | ELECTRICAL | QUARTERLY | 3 | 0 | PUMP CONTROL PANEL | LIFTING STATION LS-02(MB-2-23GL-0196),NEAR ROAD 3,ZONE-2,SBJ | SBJ-Z1-R03-LS2-LS-0196 | LIFTING STATION 2 - ROAD 3 - ZONE 1 | 5 | [6 empty] | 9/9/2024 | 9/12/2024 | 10/3/2025 | 9/6/2025 | 9/10/2025 | 8/2/2026 | 10/6/2026 | 10/10/2026 | 2026-02-08 | 2025-10-09 | PPM-Electrical | 325
PPM-00325 | In-house PPM | ELECTRICAL | QUARTERLY | 3 | 0 | PUMP CONTROL PANEL | LIFTING STATION LS-03(MB-8-45GL-0194),NEAR ROAD 1A,ZONE-8,SBJ | SBJ-Z8-LS3-LS-0194 | LIFTING STATION 3 - ROAD 8 - ZONE 2 | 4 | [6 empty] | 9/9/2024 | 9/12/2024 | 10/3/2025 | 9/6/2025 | 9/10/2025 | 8/2/2026 | 10/6/2026 | 10/10/2026 | 2026-02-08 | 2025-10-09 | PPM-Electrical | 326
PPM-00326 | In-house PPM | ELECTRICAL | QUARTERLY | 3 | 0 | PUMP CONTROL PANEL | LIFTING STATION LS-04(MB-5-44GL-0193),NEAR VILLA NO. 15,ZONE-5,SBJ | SBJ-Z5-LS4-LS-0193 | LIFTING STATION 4 - ROAD 15 - ZONE 05 | 4 | [6 empty] | 9/9/2024 | 9/12/2024 | 10/3/2025 | 9/6/2025 | 9/10/2025 | 8/2/2026 | 10/6/2026 | 10/10/2026 | 2026-02-08 | 2025-10-09 | PPM-Electrical | 327
PPM-00327 | In-house PPM | ELECTRICAL | QUARTERLY | 3 | 0 | PUMP CONTROL PANEL | LIFTING STATION LS-05(MB-1-42GL-0197),HELIPAD AREA,ZONE-1,SBJ | SBJ-Z1-LS5-LS-0197 | LIFTING STATION 5 - ROAD 3 - ZONE 01 | 4 | [6 empty] | 10/9/2024 | 10/12/2024 | 11/3/2025 | 10/6/2025 | 10/10/2025 | 9/2/2026 | 11/6/2026 | 11/10/2026 | 2026-02-09 | 2025-10-10 | PPM-Electrical | 328
PPM-00328 | In-house PPM | ELECTRICAL | QUARTERLY | 3 | 0 | PUMP CONTROL PANEL | PUMPING STATION PS-01(MB-2-57GL-0190),NEAR TRANSFORMER ROOM ROAD-2,ZONE-2,SBJ | SBJ-Z2-R02-PS1-PS-0190 | PUMPING STATION 1 - ZONE 2, ROAD 2 | 5 | [6 empty] | 10/9/2024 | 10/12/2024 | 11/3/2025 | 10/6/2025 | 10/10/2025 | 9/2/2026 | 11/6/2026 | 11/10/2026 | 2026-02-09 | 2025-10-10 | PPM-Electrical | 329
PPM-00329 | In-house PPM | ELECTRICAL | QUARTERLY | 3 | 0 | PUMP CONTROL PANEL | PUMPING STATION PS-03(MB-3-43GL-0191),ROAD NO.2 GATE 2 EXIT,ZONE-02,ZONE-3,SBJ | SBJ-Z3-R1G-ELPCP-0191 | PUMPING STATION 3 - ZONE 3, ROAD 9 | 4 | [6 empty] | 10/9/2024 | 10/12/2024 | 11/3/2025 | 10/6/2025 | 10/10/2025 | 9/2/2026 | 11/6/2026 | 11/10/2026 | 2026-02-09 | 2025-10-10 | PPM-Electrical | 330
PPM-00330 | In-house PPM | ELECTRICAL | QUARTERLY | 3 | 0 | PUMP CONTROL PANEL | PUMP CONTROL PANEL,PUMPING STATION PS-04(MB-3-43GL-0192),NEAR D-75,ZONE-03,SBJ | SBJ-Z3A-V42-CMA-ELPCP-0192 | PUMPING STATION 4 - ZONE 3 , ROAD 11 | 5 | [6 empty] | 10/9/2024 | 10/12/2024 | 11/3/2025 | 10/6/2025 | 10/10/2025 | 9/2/2026 | 11/6/2026 | 11/10/2026 | 2026-02-09 | 2025-10-10 | PPM-Electrical | 331
PPM-00331 | In-house PPM | ELECTRICAL | QUARTERLY | 3 | 0 | ODOUR CONTROL PANEL | ODOUR CONTROL UNITS(MB-3-43GL-0212),PUMPING STATION PS-4,ZONE-3,SBJ | SBJ-Z3-PS4-PLOCU-0212 | PUMPING STATION 4 - ZONE 3 , ROAD 11 | 4 | AMER AIR INTL. | OCU - A |  |  |  |  | 10/9/2024 | 10/12/2024 | 11/3/2025 | 10/6/2025 | 10/10/2025 | 9/2/2026 | 11/6/2026 | 11/10/2026 | 2026-02-09 | 2025-10-10 | PPM-Electrical | 332
PPM-00332 | In-house PPM | ELECTRICAL | QUARTERLY | 3 | 0 | PUMP CONTROL PANEL | PUMPING STATION PS-05(MB-8-45GL-0195),NEAR HOTEL (ZONE-8),ZONE-08,ZONE-8,SBJ | SBJ-Z8-PS5-PS-0195 | PUMPING STATION 5 - ZONE 8 , ROAD 01 | 4 | [6 empty] | 10/9/2024 | 10/12/2024 | 11/3/2025 | 10/6/2025 | 10/10/2025 | 9/2/2026 | 11/6/2026 | 11/10/2026 | 2026-02-09 | 2025-10-10 | PPM-Electrical | 333
PPM-00333 | In-house PPM | ELECTRICAL | QUARTERLY | 3 | 0 | POWER DB | ACTUATOR-DB-05(MB-1-22GL-0188),NEAR ROAD-15 (ZONE-5),ROAD-1,ZONE-5,SBJ | SBJ-Z5-R01-ELDB-0188 | Z5 POWER DB | 4 | [6 empty] | 10/9/2024 | 10/12/2024 | 11/3/2025 | 10/6/2025 | 10/10/2025 | 9/2/2026 | 11/6/2026 | 11/10/2026 | 2026-02-09 | 2025-10-10 | PPM-Electrical | 334
PPM-00334 | In-house PPM | ELECTRICAL | QUARTERLY | 3 | 0 | POWER DB | ACTUATOR-DB-06(MB-1-22GL-0189),NEAR VILLA (ZONE-8),ROAD-1,ZONE-8,SBJ | SBJ-Z8-R01-ELDB-0189 | Z8 POWER DB | 4 | [6 empty] | 10/9/2024 | 10/12/2024 | 11/3/2025 | 10/6/2025 | 10/10/2025 | 9/2/2026 | 11/6/2026 | 11/10/2026 | 2026-02-09 | 2025-10-10 | PPM-Electrical | 335
PPM-00335 | In-house PPM | ELECTRICAL | QUARTERLY | 3 | 0 | POWER DB | POWER DB, NEAR TAXI STAND,ROAD-1,ZONE-1,SBJ | SBJ-Z1-R01-ELDB-0184 | Z1 POWER DB | 4 | [6 empty] | 10/9/2024 | 10/12/2024 | 11/3/2025 | 10/6/2025 | 10/10/2025 | 9/2/2026 | 11/6/2026 | 11/10/2026 | 2026-02-09 | 2025-10-10 | PPM-Electrical | 336
PPM-00336 | In-house PPM | ELECTRICAL | QUARTERLY | 3 | 0 | POWER DB | POWER DB, NEAR ROAD- 8,ROAD-1,ZONE-1,SBJ | SBJ-Z1-R01-ELDB-0185 | Z1 POWER DB | 4 | [6 empty] | 10/9/2024 | 10/12/2024 | 11/3/2025 | 10/6/2025 | 10/10/2025 | 9/2/2026 | 11/6/2026 | 11/10/2026 | 2026-02-09 | 2025-10-10 | PPM-Electrical | 337
PPM-00337 | In-house PPM | ELECTRICAL | QUARTERLY | 3 | 0 | POWER DB | ROAD-2 NEAR FOUNTAIN,ROAD-1,ZONE-1,SBJ | SBJ-Z1-R01-ELDB-0186 | Z1 POWER DB | 4 | [6 empty] | 10/9/2024 | 10/12/2024 | 11/3/2025 | 10/6/2025 | 10/10/2025 | 9/2/2026 | 11/6/2026 | 11/10/2026 | 2026-02-09 | 2025-10-10 | PPM-Electrical | 338
PPM-00338 | In-house PPM | ELECTRICAL | QUARTERLY | 3 | 0 | POWER DB | ACTUATOR-DB-04(MB-1-22GL-0187),NEAR ROAD-11 (ZONE-3),ROAD-1,ZONE-3,SBJ | SBJ-Z3-R01-ELDB-0187 | Z3 POWER DB | 4 | [6 empty] | 11/9/2024 | 11/12/2024 | 12/3/2025 | 11/6/2025 | 11/10/2025 | 10/2/2026 | 12/6/2026 | 12/10/2026 | 2026-02-10 | 2025-10-11 | PPM-Electrical | 339
PPM-00339 | In-house PPM | ELECTRICAL | QUARTERLY | 3 | 0 | POWER DB | POWER PANEL(MB-8-45GL-0175),BEACH WELL PUMP ROOM,ZONE-08,SBJ | SBJ-Z8-BWP-PDB-0175 | POWER DB | 4 | [6 empty] | 11/9/2024 | 11/12/2024 | 12/3/2025 | 11/6/2025 | 11/10/2025 | 10/2/2026 | 12/6/2026 | 12/10/2026 | 2026-02-10 | 2025-10-11 | PPM-Electrical | 340
PPM-00340 | In-house PPM | ELECTRICAL | QUARTERLY | 3 | 0 | LIGHT CONTROL PANEL | FEEDER PILLAR-04,STREET LIGHT(MB-2-57GL-0180),NEAR FOUNTAIN,ZONE-02,ZONE-2,SBJ | SBJ-Z2-LP1 | LIGHT CONTROL PANEL | 3 | [6 empty] | 11/9/2024 | 11/12/2024 | 12/3/2025 | 11/6/2025 | 11/10/2025 | 10/2/2026 | 12/6/2026 | 12/10/2026 | 2026-02-10 | 2025-10-11 | PPM-Electrical | 341
PPM-00341 | In-house PPM | ELECTRICAL | QUARTERLY | 3 | 0 | LIGHT CONTROL PANEL | FEEDER PILLAR-02,STREET LIGHT(MB-3-43GL-0181),ROAD NO.1,ZONE-03,ZONE-3,SBJ | SBJ-Z3-LP1 | LIGHT CONTROL PANEL | 3 | [6 empty] | 11/9/2024 | 11/12/2024 | 12/3/2025 | 11/6/2025 | 11/10/2025 | 10/2/2026 | 12/6/2026 | 12/10/2026 | 2026-02-10 | 2025-10-11 | PPM-Electrical | 342
PPM-00342 | In-house PPM | ELECTRICAL | QUARTERLY | 3 | 0 | LIGHT CONTROL PANEL | FEEDER PILLAR-01,STREET LIGHT(MB-8-45GL-0182),NEAR TRANSFORMER ROOM,ZONE-08,ZONE-8,SBJ | SBJ-Z8-LP1 | LIGHT CONTROL PANEL | 3 | [6 empty] | 11/9/2024 | 11/12/2024 | 12/3/2025 | 11/6/2025 | 11/10/2025 | 10/2/2026 | 12/6/2026 | 12/10/2026 | 2026-02-10 | 2025-10-11 | PPM-Electrical | 343
PPM-00343 | In-house PPM | ELECTRICAL | QUARTERLY | 3 | 0 | LIGHT CONTROL PANEL | LANDSCAPING LIGHTING-01,(MB-1-22GL-0201),NEAR SECURITY GUARD POST,ROAD-1,ZONE-1,SBJ | SBJ-Z1-R01-ELLCP-0201 | LIGHT CONTROL PANEL | 4 | [6 empty] | 11/9/2024 | 11/12/2024 | 12/3/2025 | 11/6/2025 | 11/10/2025 | 10/2/2026 | 12/6/2026 | 12/10/2026 | 2026-02-10 | 2025-10-11 | PPM-Electrical | 344
PPM-00344 | In-house PPM | ELECTRICAL | QUARTERLY | 3 | 0 | LIGHT CONTROL PANEL | LANDSCAPING LIGHTING-02,(MB-1-22GL-0202),NEAR ROAD-8 TURNING,ROAD-1,ZONE-1,SBJ | SBJ-Z1-R01-ELLCP-0202 | LIGHT CONTROL PANEL | 4 | [6 empty] | 11/9/2024 | 11/12/2024 | 12/3/2025 | 11/6/2025 | 11/10/2025 | 10/2/2026 | 12/6/2026 | 12/10/2026 | 2026-02-10 | 2025-10-11 | PPM-Electrical | 345
PPM-00345 | In-house PPM | ELECTRICAL | QUARTERLY | 3 | 0 | LIGHT CONTROL PANEL | LANDSCAPING LIGHTING-03,(MB-3-43GL-0203),NEAR ROAD-2 EXIT,ZONE-3,SBJ | SBJ-Z3-R02-LP3 | LIGHT CONTROL PANEL | 4 | [6 empty] | 11/9/2024 | 11/12/2024 | 12/3/2025 | 11/6/2025 | 11/10/2025 | 10/2/2026 | 12/6/2026 | 12/10/2026 | 2026-02-10 | 2025-10-11 | PPM-Electrical | 346
PPM-00346 | In-house PPM | ELECTRICAL | QUARTERLY | 3 | 0 | LIGHT CONTROL PANEL | LANDSCAPING LIGHTING-04,(MB-3-43GL-0204),NEAR ROAD-10,ZONE-3,SBJ | SBJ-Z3-R10-LP4 | LIGHT CONTROL PANEL | 4 | [6 empty] | 11/9/2024 | 11/12/2024 | 12/3/2025 | 11/6/2025 | 11/10/2025 | 10/2/2026 | 12/6/2026 | 12/10/2026 | 2026-02-10 | 2025-10-11 | PPM-Electrical | 347
PPM-00347 | In-house PPM | ELECTRICAL | QUARTERLY | 3 | 0 | LIGHT CONTROL PANEL | LANDSCAPING LIGHTING-05,(MB-8-45GL-0205),OPP HOTEL ENTRANCE,ZONE-08,ZONE-8,SBJ | SBJ-Z8-LP5 | LIGHT CONTROL PANEL | 3 | [6 empty] | 11/9/2024 | 11/12/2024 | 12/3/2025 | 11/6/2025 | 11/10/2025 | 10/2/2026 | 12/6/2026 | 12/10/2026 | 2026-02-10 | 2025-10-11 | PPM-Electrical | 348
PPM-00348 | In-house PPM | ELECTRICAL | QUARTERLY | 3 | 0 | LIGHT CONTROL PANEL | LANDSCAPING LIGHTING-06,(MB-8-45GL-0206),NEAR HOTEL (ZONE-8),ZONE-08,ZONE-8,SBJ | SBJ-Z8-LP6 | LIGHT CONTROL PANEL | 3 | [6 empty] | 11/9/2024 | 11/12/2024 | 12/3/2025 | 11/6/2025 | 11/10/2025 | 10/2/2026 | 12/6/2026 | 12/10/2026 | 2026-02-10 | 2025-10-11 | PPM-Electrical | 349
PPM-00349 | In-house PPM | ELECTRICAL | QUARTERLY | 3 | 0 | AUTOMATIC POWER FACTOR CONTROL PANEL | CAPACITOR PANEL,(MB-1-46GL-0170),IRRIGATION PUMP ROOM-1,TECHNICAL ZONE,ZONE-1,SBJ | SBJ-Z1-IP1-APFC | IRRIGATION PUMP ROOM | 4 | DEP. COMM. CENTER | [5 empty] | 11/9/2024 | 11/12/2024 | 12/3/2025 | 11/6/2025 | 11/10/2025 | 10/2/2026 | 12/6/2026 | 12/10/2026 | 2026-02-10 | 2025-10-11 | PPM-Electrical | 350
PPM-00350 | In-house PPM | ELECTRICAL | QUARTERLY | 3 | 0 | CONTROL PANEL | VFD CONTROL PANEL-01,(MB-1-46GL-0168),IRRIGATION PUMP ROOM-1,TECHNICAL ZONE,ZONE-1,SBJ | SBJ-Z1-IP1-VFD1 | IRRIGATION PUMP ROOM | 4 | AL MANVIR | [5 empty] | 12/9/2024 | 12/12/2024 | 13/3/2025 | 12/6/2025 | 12/10/2025 | 11/2/2026 | 13/6/2026 | 13/10/2026 | 2026-02-11 | 2025-10-12 | PPM-Electrical | 351
PPM-00351 | In-house PPM | ELECTRICAL | QUARTERLY | 3 | 0 | CONTROL PANEL | VFD CONTROL PANEL-02,(MB-1-46GL-0169),IRRIGATION PUMP ROOM-1,TECHNICAL ZONE,ZONE-1,SBJ | SBJ-Z1-IP1-VFD2 | IRRIGATION PUMP ROOM | 4 | AL MANVIR | [5 empty] | 12/9/2024 | 12/12/2024 | 13/3/2025 | 12/6/2025 | 12/10/2025 | 11/2/2026 | 13/6/2026 | 13/10/2026 | 2026-02-11 | 2025-10-12 | PPM-Electrical | 352
PPM-00352 | In-house PPM | ELECTRICAL | QUARTERLY | 3 | 0 | CONTROL PANEL | MOV STARTER PANEL,(MB-1-46GL-0172),IRRIGATION PUMP ROOM-1,TECHNICAL ZONE,ZONE-1,SBJ | SBJ-Z1-IP1-MSP | IRRIGATION PUMP ROOM | 4 | [6 empty] | 12/9/2024 | 12/12/2024 | 13/3/2025 | 12/6/2025 | 12/10/2025 | 11/2/2026 | 13/6/2026 | 13/10/2026 | 2026-02-11 | 2025-10-12 | PPM-Electrical | 353
PPM-00353 | In-house PPM | ELECTRICAL | QUARTERLY | 3 | 0 | PLC PANEL | PLC CONTROL PANEL,(MB-1-46GL-0171),IRRIGATION PUMP ROOM-1,TECHNICAL ZONE,ZONE-1,SBJ | SBJ-Z1-IP1-PLC | IRRIGATION PUMP ROOM | 4 | [6 empty] | 12/9/2024 | 12/12/2024 | 13/3/2025 | 12/6/2025 | 12/10/2025 | 11/2/2026 | 13/6/2026 | 13/10/2026 | 2026-02-11 | 2025-10-12 | PPM-Electrical | 354
PPM-00354 | In-house PPM | ELECTRICAL | QUARTERLY | 3 | 0 | POWER DB | POWER DB,(MB-1-46GL-0167),IRRIGATION PUMP ROOM-1,TECHNICAL ZONE,ZONE-1,SBJ | SBJ-Z1-IP1-ELDB | IRRIGATION PUMP ROOM | 4 | [6 empty] | 12/9/2024 | 12/12/2024 | 13/3/2025 | 12/6/2025 | 12/10/2025 | 11/2/2026 | 13/6/2026 | 13/10/2026 | 2026-02-11 | 2025-10-12 | PPM-Electrical | 355
PPM-00355 | In-house PPM | ELECTRICAL | QUARTERLY | 3 | 0 | PUMP CONTROL PANEL | SUMP PUMP CONTROL PANEL,(MB-1-46GL-0173),IRRIGATION PUMP ROOM-1,TECHNICAL ZONE,ZONE-1,SBJ | SBJ-Z1-IP1-SCP | IRRIGATION PUMP ROOM | 4 | AL MANVIR | [5 empty] | 12/9/2024 | 12/12/2024 | 13/3/2025 | 12/6/2025 | 12/10/2025 | 11/2/2026 | 13/6/2026 | 13/10/2026 | 2026-02-11 | 2025-10-12 | PPM-Electrical | 356
PPM-00356 | In-house PPM | ELECTRICAL | 4 months | 4 | 0 | IRRIGATION PUMP CONTROL PANEL | IRRIGATION PANEL-2,(MB-3-43GL-0198),NEAR VILLA NO. 16, ZONE-3,SBJ | SBJ-Z3B-V16-CMA-ELPCP-0198 | IRRIGATION PUMP CONTROL PANEL | 3 | [6 empty] | 24/9/2024 | 24/1/2025 | 15/2/2025 | 17/6/2025 | 17/10/2025 | 16/2/2026 | 18/6/2026 | 18/10/2026 | 2026-02-16 | 2025-10-17 | PPM-Electrical | 357
PPM-00357 | In-house PPM | ELECTRICAL | 4 months | 4 | 0 | IRRIGATION PUMP CONTROL PANEL | IRRIGATION PANEL-3,(MB-5-44GL-0199),NEAR VILLA NO. 22,ZONE-5,SBJ | SBJ-Z5-ICP3 | IRRIGATION PUMP CONTROL PANEL | 3 | [6 empty] | 3/10/2024 | 2/2/2025 | 24/2/2025 | 26/6/2025 | 26/10/2025 | 25/2/2026 | 27/6/2026 | 27/10/2026 | 2026-02-25 | 2025-10-26 | PPM-Electrical | 358
PPM-00358 | In-house PPM | ELECTRICAL | 4 months | 4 | 0 | IRRIGATION PUMP CONTROL PANEL | IRRIGATION PANEL-4,(MB-8-45GL-0200),NEAR TRANSFER ROOM,ZONE 8,SBJ | SBJ-Z8-IP4-IP4 | IRRIGATION PUMP CONTROL PANEL | 3 | [6 empty] | 6/10/2024 | 5/2/2025 | 27/2/2025 | 29/6/2025 | 29/10/2025 | 28/2/2026 | 30/6/2026 | 30/10/2026 | 2026-02-28 | 2025-10-29 | PPM-Electrical | 359
PPM-00359 | In-house PPM | ELECTRICAL | QUARTERLY | 3 | 0 | ELECTRICAL FITTINGS & FIXTURES | ELECTRICAL FITTINGS & FIXTURES,SECURITY ROOM,SECURITY / CCTV BUILDING,ZONE 1,SBJ | SBJ-Z1-SCB-EFF | SCB | 1 | [6 empty] | 12/9/2024 | 12/12/2024 | 13/3/2025 | 12/6/2025 | 12/10/2025 | 11/2/2026 | 13/6/2026 | 13/10/2026 | 2026-02-11 | 2025-10-12 | PPM-Electrical | 360
PPM-00360 | In-house PPM | ELECTRICAL | QUARTERLY | 3 | 0 | ELECTRICAL FITTINGS & FIXTURES | ELECTRICAL FITTINGS & FIXTURES,ROP BUILDING,ZONE 1(ANCILLIARY BUILDING),SBJ | SBJ-Z1-ROP-EFF | ROP | 1 | [6 empty] | 12/9/2024 | 12/12/2024 | 13/3/2025 | 12/6/2025 | 12/10/2025 | 11/2/2026 | 13/6/2026 | 13/10/2026 | 2026-02-11 | 2025-10-12 | PPM-Electrical | 361
PPM-00361 | In-house PPM | ELECTRICAL | QUARTERLY | 3 | 0 | ELECTRICAL FITTINGS & FIXTURES | ELECTRICAL FITTINGS & FIXTURES,ACCOM-SECURITY,LV & PATCH PANEL ROOM,ZONE 1(ANCILLIARY BUILDING),SBJ | SBJ-Z1-SLP-EFF | SLP | 1 | [6 empty] | 12/9/2024 | 12/12/2024 | 13/3/2025 | 12/6/2025 | 12/10/2025 | 11/2/2026 | 13/6/2026 | 13/10/2026 | 2026-02-11 | 2025-10-12 | PPM-Electrical | 362
PPM-00362 | In-house PPM | ELECTRICAL | QUARTERLY | 3 | 0 | ELECTRICAL FITTINGS & FIXTURES | ELECTRICAL FITTINGS & FIXTURES,SECURITY ROOM,ACCOM-SECURITY,LV & PATCH PANEL ROOM,ZONE 1,SBJ | SBJ-Z1-SLP-SCR-EFF | SLP | 1 | [6 empty] | 12/9/2024 | 12/12/2024 | 13/3/2025 | 12/6/2025 | 12/10/2025 | 11/2/2026 | 13/6/2026 | 13/10/2026 | 2026-02-11 | 2025-10-12 | PPM-Electrical | 363
PPM-00363 | In-house PPM | ELECTRICAL | QUARTERLY | 3 | 0 | ELECTRICAL FITTINGS & FIXTURES | ELECTRICAL FITTINGS & FIXTURES,IT ROOM,ACCOM-SECURITY,LV & PATCH PANEL ROOM,ZONE 1,SBJ | SBJ-Z1-SLP-TR-EFF | SLP | 1 | [6 empty] | 12/9/2024 | 12/12/2024 | 13/3/2025 | 12/6/2025 | 12/10/2025 | 11/2/2026 | 13/6/2026 | 13/10/2026 | 2026-02-11 | 2025-10-12 | PPM-Electrical | 364
PPM-00364 | In-house PPM | ELECTRICAL | QUARTERLY | 3 | 0 | ELECTRICAL FITTINGS & FIXTURES | ELECTRICAL FITTINGS & FIXTURES,LV ROOM,ACCOM-SECURITY,LV & PATCH PANEL ROOM,ZONE 1,SBJ | SBJ-Z1-SLP-LVR-EFF | SLP | 1 | [6 empty] | 14/9/2024 | 14/12/2024 | 15/3/2025 | 14/6/2025 | 14/10/2025 | 13/2/2026 | 15/6/2026 | 15/10/2026 | 2026-02-13 | 2025-10-14 | PPM-Electrical | 365
PPM-00365 | In-house PPM | ELECTRICAL | QUARTERLY | 3 | 0 | ELECTRICAL FITTINGS & FIXTURES | ELECTRICAL FITTINGS & FIXTURES,FIRE PUMP ROOM,ZONE 1,SBJ | SBJ-Z1-FPR-EFF | FIRE PUMP ROOM | 1 | [6 empty] | 14/9/2024 | 14/12/2024 | 15/3/2025 | 14/6/2025 | 14/10/2025 | 13/2/2026 | 15/6/2026 | 15/10/2026 | 2026-02-13 | 2025-10-14 | PPM-Electrical | 366
PPM-00366 | In-house PPM | ELECTRICAL | QUARTERLY | 3 | 0 | ELECTRICAL FITTINGS & FIXTURES | ELECTRICAL FITTINGS & FIXTURES,FM BUILDING,ZONE 1,SBJ | SBJ-Z1-FM-EFF | FM BUILDING | 1 | [6 empty] | 14/9/2024 | 14/12/2024 | 15/3/2025 | 14/6/2025 | 14/10/2025 | 13/2/2026 | 15/6/2026 | 15/10/2026 | 2026-02-13 | 2025-10-14 | PPM-Electrical | 367
PPM-00367 | In-house PPM | ELECTRICAL | QUARTERLY | 3 | 0 | SUB MAIN POWER DB | SMDB-FM(MB-1-1GF-0136),ELECTRICAL ROOM,GROUND FLOOR,FM BUILDING,ZONE 1,SBJ | SBJ-Z1-FM-GF-EL-SMDB | FM BUILDING | 1 | TALENT | [5 empty] | 14/9/2024 | 14/12/2024 | 15/3/2025 | 14/6/2025 | 14/10/2025 | 13/2/2026 | 15/6/2026 | 15/10/2026 | 2026-02-13 | 2025-10-14 | PPM-Electrical | 368
PPM-00368 | In-house PPM | ELECTRICAL | QUARTERLY | 3 | 0 | POWER DB | POWER DB,DB-O-FM-P(MB-1-1GF-0138),ELECTRICAL ROOM,GROUND FLOOR,FM BUILDING,ZONE 1,SBJ | SBJ-Z1-FM-GF-EL-ELDB1 | FM BUILDING | 1 | TALENT | [5 empty] | 14/9/2024 | 14/12/2024 | 15/3/2025 | 14/6/2025 | 14/10/2025 | 13/2/2026 | 15/6/2026 | 15/10/2026 | 2026-02-13 | 2025-10-14 | PPM-Electrical | 369
PPM-00369 | In-house PPM | ELECTRICAL | QUARTERLY | 3 | 0 | POWER DB | POWER DB,DB-O-FM-L(MB-1-1GF-0139),ELECTRICAL ROOM,GROUND FLOOR,FM BUILDING,ZONE 1,SBJ | SBJ-Z1-FM-GF-EL-ELDB2 | FM BUILDING | 1 | SCHNEIDER | [5 empty] | 14/9/2024 | 14/12/2024 | 15/3/2025 | 14/6/2025 | 14/10/2025 | 13/2/2026 | 15/6/2026 | 15/10/2026 | 2026-02-13 | 2025-10-14 | PPM-Electrical | 370
PPM-00370 | In-house PPM | ELECTRICAL | QUARTERLY | 3 | 0 | POWER DB | POWER DB(MB-1-1GF-0146),FIRE PUMP ROOM,GROUND FLOOR,FM BUILDING,ZONE 1,SBJ | SBJ-Z1-FM-GF-FPR-ELDB3 | FM BUILDING | 1 | SCHNEIDER | - |  |  |  |  | 14/9/2024 | 14/12/2024 | 15/3/2025 | 14/6/2025 | 14/10/2025 | 13/2/2026 | 15/6/2026 | 15/10/2026 | 2026-02-13 | 2025-10-14 | PPM-Electrical | 371
PPM-00371 | In-house PPM | ELECTRICAL | QUARTERLY | 3 | 0 | IRRIGATION PUMP CONTROL PANEL | IRRIGATION PUMP CONTROL PANEL(MB-1-1GF-0150),FIRE PUMP ROOM,GROUND FLOOR,FM BUILDING,ZONE 1,SBJ | SBJ-Z1-FM-GF-FPR-IPC | FM BUILDING | 1 | MEI | - |  |  |  |  | 14/9/2024 | 14/12/2024 | 15/3/2025 | 14/6/2025 | 14/10/2025 | 13/2/2026 | 15/6/2026 | 15/10/2026 | 2026-02-13 | 2025-10-14 | PPM-Electrical | 372
PPM-00372 | In-house PPM | ELECTRICAL | QUARTERLY | 3 | 0 | AUTOMATIC POWER FACTOR CONTROL PANEL | APFC PANEL-01 (675 KVAR)(MB-1-1GF-0142),LV PANEL ROOM,GROUND FLOOR,FM BUILDING,ZONE 1,SBJ | SBJ-Z1-FM-GF-LVP-APFC1 | FM BUILDING | 1 | [6 empty] | 14/9/2024 | 14/12/2024 | 15/3/2025 | 14/6/2025 | 14/10/2025 | 13/2/2026 | 15/6/2026 | 15/10/2026 | 2026-02-13 | 2025-10-14 | PPM-Electrical | 373
PPM-00373 | In-house PPM | ELECTRICAL | QUARTERLY | 3 | 0 | AUTOMATIC POWER FACTOR CONTROL PANEL | APFC PANEL-02 (675 KVAR)(MB-1-1GF-0143),LV PANEL ROOM,GROUND FLOOR,FM BUILDING,ZONE 1,SBJ | SBJ-Z1-FM-GF-LVP-APFC2 | FM BUILDING | 1 | [6 empty] | 14/9/2024 | 14/12/2024 | 15/3/2025 | 14/6/2025 | 14/10/2025 | 13/2/2026 | 15/6/2026 | 15/10/2026 | 2026-02-13 | 2025-10-14 | PPM-Electrical | 374
PPM-00374 | In-house PPM | ELECTRICAL | QUARTERLY | 3 | 0 | MOTOR CONTROL CENTRE PANEL | MCC-FM(MB-1-1GF-0137),LV PANEL ROOM,GROUND FLOOR,FM BUILDING,ZONE 1,SBJ | SBJ-Z1-FM-GF-LVP-MCC | FM BUILDING | 1 | TALENT | [5 empty] | 14/9/2024 | 14/12/2024 | 15/3/2025 | 14/6/2025 | 14/10/2025 | 13/2/2026 | 15/6/2026 | 15/10/2026 | 2026-02-13 | 2025-10-14 | PPM-Electrical | 375
PPM-00375 | In-house PPM | ELECTRICAL | QUARTERLY | 3 | 0 | POWER DB | MDB-01(MB-1-1GF-0140),LV PANEL ROOM,GROUND FLOOR,FM BUILDING,ZONE 1,SBJ | SBJ-Z1-FM-GF-LVP-ELDB1 | FM BUILDING | 1 | SCHNEIDER | [5 empty] | 15/9/2024 | 15/12/2024 | 16/3/2025 | 15/6/2025 | 15/10/2025 | 14/2/2026 | 16/6/2026 | 16/10/2026 | 2026-02-14 | 2025-10-15 | PPM-Electrical | 376
PPM-00376 | In-house PPM | ELECTRICAL | QUARTERLY | 3 | 0 | POWER DB | MDB-02(MB-1-1GF-0141),LV PANEL ROOM,GROUND FLOOR,FM BUILDING,ZONE 1,SBJ | SBJ-Z1-FM-GF-LVP-ELDB2 | FM BUILDING | 1 | SCHNEIDER | [5 empty] | 15/9/2024 | 15/12/2024 | 16/3/2025 | 15/6/2025 | 15/10/2025 | 14/2/2026 | 16/6/2026 | 16/10/2026 | 2026-02-14 | 2025-10-15 | PPM-Electrical | 377
PPM-00377 | In-house PPM | ELECTRICAL | QUARTERLY | 3 | 0 | POWER DB | DB (DB-UP-LP)(MB-1-1GF-0144),LV PANEL ROOM,GROUND FLOOR,FM BUILDING,ZONE 1,SBJ | SBJ-Z1-FM-GF-LVP-ELDB3 | FM BUILDING | 1 | [6 empty] | 15/9/2024 | 15/12/2024 | 16/3/2025 | 15/6/2025 | 15/10/2025 | 14/2/2026 | 16/6/2026 | 16/10/2026 | 2026-02-14 | 2025-10-15 | PPM-Electrical | 378
PPM-00378 | In-house PPM | ELECTRICAL | QUARTERLY | 3 | 0 | POWER DB | SATELLITE FACILITY MEP BLDG PANEL (DDC-22)(MB-1-1GF-0145),LV PANEL ROOM,GROUND FLOOR,FM BUILDING,ZONE 1,SBJ | SBJ-Z1-FM-GF-LVP-ELDB4 | FM BUILDING | 1 | [6 empty] | 15/9/2024 | 15/12/2024 | 16/3/2025 | 15/6/2025 | 15/10/2025 | 14/2/2026 | 16/6/2026 | 16/10/2026 | 2026-02-14 | 2025-10-15 | PPM-Electrical | 379
PPM-00379 | In-house PPM | ELECTRICAL | QUARTERLY | 3 | 0 | POWER DB | POWER DB(MB-1-1RF-0163),RECEPTION,GROUND FLOOR,FM BUILDING,ZONE 1,SBJ | SBJ-Z1-FM-GF-RCP-ELDB | FM BUILDING | 1 | [6 empty] | 15/9/2024 | 15/12/2024 | 16/3/2025 | 15/6/2025 | 15/10/2025 | 14/2/2026 | 16/6/2026 | 16/10/2026 | 2026-02-14 | 2025-10-15 | PPM-Electrical | 380
PPM-00380 | In-house PPM | ELECTRICAL | QUARTERLY | 3 | 0 | POWER DB | POWER DB,DB-1-FM-P(MB-Z1-FMBFF-ELDB-14151),CORRIDOR,FIRST FLOOR,FM BUILDING,ZONE 1,SBJ | SBJ-Z1-FM-FF-COR-ELDB1 | FM BUILDING | 1 | TALENT | [5 empty] | 15/9/2024 | 15/12/2024 | 16/3/2025 | 15/6/2025 | 15/10/2025 | 14/2/2026 | 16/6/2026 | 16/10/2026 | 2026-02-14 | 2025-10-15 | PPM-Electrical | 381
PPM-00381 | In-house PPM | ELECTRICAL | QUARTERLY | 3 | 0 | POWER DB | POWER DB,DB-1-FM-L(MB-Z1-FMBFF-ELDB-14152),CORRIDOR,FIRST FLOOR,FM BUILDING,ZONE 1,SBJ | SBJ-Z1-FM-FF-COR-ELDB2 | FM BUILDING | 1 | SCHNEIDER | [5 empty] | 15/9/2024 | 15/12/2024 | 16/3/2025 | 15/6/2025 | 15/10/2025 | 14/2/2026 | 16/6/2026 | 16/10/2026 | 2026-02-14 | 2025-10-15 | PPM-Electrical | 382
PPM-00382 | In-house PPM | ELECTRICAL | QUARTERLY | 3 | 0 | CONTROL PANEL | EXHAUST FAN PANEL,GEF-FM(MB-Z1-FMBRF-ELECP-14157),ROOFTOP,FM BUILDING,ZONE 1,SBJ | SBJ-Z1-FM-RT-EXP1 | FM BUILDING | 1 | TALENT | [5 empty] | 15/9/2024 | 15/12/2024 | 16/3/2025 | 15/6/2025 | 15/10/2025 | 14/2/2026 | 16/6/2026 | 16/10/2026 | 2026-02-14 | 2025-10-15 | PPM-Electrical | 383
PPM-00383 | In-house PPM | ELECTRICAL | QUARTERLY | 3 | 0 | CONTROL PANEL | EXHAUST FAN PANEL,TEF-FM(MB-Z1-FMBRF-ELECP-14158),ROOFTOP,FM BUILDING,ZONE 1,SBJ | SBJ-Z1-FM-RT-EXP2 | FM BUILDING | 1 | TALENT | [5 empty] | 15/9/2024 | 15/12/2024 | 16/3/2025 | 15/6/2025 | 15/10/2025 | 14/2/2026 | 16/6/2026 | 16/10/2026 | 2026-02-14 | 2025-10-15 | PPM-Electrical | 384
PPM-00384 | In-house PPM | ELECTRICAL | QUARTERLY | 3 | 0 | CONTROL PANEL | CALORIFIER PANEL,FM-RF-01(MB-Z1-FMBRF-ELECP-14161),ROOFTOP,FM BUILDING,ZONE 1,SBJ | SBJ-Z1-FM-RT-CAP1 | FM BUILDING | 1 | AO SMITH | [5 empty] | 16/9/2024 | 16/12/2024 | 17/3/2025 | 16/6/2025 | 16/10/2025 | 15/2/2026 | 17/6/2026 | 17/10/2026 | 2026-02-15 | 2025-10-16 | PPM-Electrical | 385
PPM-00385 | In-house PPM | ELECTRICAL | QUARTERLY | 3 | 0 | CONTROL PANEL | CALORIFIER PANEL,FM-RF-02(MB-Z1-FMBRF-ELECP-14162),ROOFTOP,FM BUILDING,ZONE 1,SBJ | SBJ-Z1-FM-RT-CAP2 | FM BUILDING | 1 | AO SMITH | [5 empty] | 16/9/2024 | 16/12/2024 | 17/3/2025 | 16/6/2025 | 16/10/2025 | 15/2/2026 | 17/6/2026 | 17/10/2026 | 2026-02-15 | 2025-10-16 | PPM-Electrical | 386
PPM-00386 | In-house PPM | ELECTRICAL | QUARTERLY | 3 | 0 | POWER DB | AHU DB,FAHU-FM(MB-Z1-FMBRF-ELDB-14153),ROOFTOP,FM BUILDING,ZONE 1,SBJ | SBJ-Z1-FM-RT-ELDB1 | FM BUILDING | 1 | TALENT | [5 empty] | 16/9/2024 | 16/12/2024 | 17/3/2025 | 16/6/2025 | 16/10/2025 | 15/2/2026 | 17/6/2026 | 17/10/2026 | 2026-02-15 | 2025-10-16 | PPM-Electrical | 387
PPM-00387 | In-house PPM | ELECTRICAL | QUARTERLY | 3 | 0 | POWER DB | CHILLER SWITCH-01(MB-Z1-FMBRF-ELDB-14155),ROOFTOP,FM BUILDING,ZONE 1,SBJ | SBJ-Z1-FM-RT-CSW1 | FM BUILDING | 1 | SCHNEIDER | [5 empty] | 16/9/2024 | 16/12/2024 | 17/3/2025 | 16/6/2025 | 16/10/2025 | 15/2/2026 | 17/6/2026 | 17/10/2026 | 2026-02-15 | 2025-10-16 | PPM-Electrical | 388
PPM-00388 | In-house PPM | ELECTRICAL | QUARTERLY | 3 | 0 | POWER DB | CHILLER SWITCH-02(MB-Z1-FMBRF-ELDB-14156),ROOFTOP,FM BUILDING,ZONE 1,SBJ | SBJ-Z1-FM-RT-CSW2 | FM BUILDING | 1 | SCHNEIDER | [5 empty] | 16/9/2024 | 16/12/2024 | 17/3/2025 | 16/6/2025 | 16/10/2025 | 15/2/2026 | 17/6/2026 | 17/10/2026 | 2026-02-15 | 2025-10-16 | PPM-Electrical | 389
PPM-00389 | In-house PPM | ELECTRICAL | QUARTERLY | 3 | 0 | PUMP CONTROL PANEL | PRESSURE PUMP PANEL(MB-1-1RF-0154),ROOFTOP,FM BUILDING,ZONE 1,SBJ | SBJ-Z1-FM-RT-PPP | FM BUILDING | 1 | [6 empty] | 16/9/2024 | 16/12/2024 | 17/3/2025 | 16/6/2025 | 16/10/2025 | 15/2/2026 | 17/6/2026 | 17/10/2026 | 2026-02-15 | 2025-10-16 | PPM-Electrical | 390
PPM-00390 | In-house PPM | ELECTRICAL | QUARTERLY | 3 | 0 | PUMP CONTROL PANEL | HOT WATER PUMP PANEL(MB-Z1-MBRF-ELPCP-14159),ROOFTOP,FM BUILDING,ZONE 1,SBJ | SBJ-Z1-FM-RT-HWP | FM BUILDING | 1 | [6 empty] | 16/9/2024 | 16/12/2024 | 17/3/2025 | 16/6/2025 | 16/10/2025 | 15/2/2026 | 17/6/2026 | 17/10/2026 | 2026-02-15 | 2025-10-16 | PPM-Electrical | 391
PPM-00391 | In-house PPM | ELECTRICAL | QUARTERLY | 3 | 0 | PUMP CONTROL PANEL | CHILLED WATER PRESSURE PUMP PANEL(MB-Z1-MBRF-ELPCP-14160),ROOFTOP,FM BUILDING,ZONE 1,SBJ | SBJ-Z1-FM-RT-CWP | FM BUILDING | 2 | GRUNWL | [5 empty] | 16/9/2024 | 16/12/2024 | 17/3/2025 | 16/6/2025 | 16/10/2025 | 15/2/2026 | 17/6/2026 | 17/10/2026 | 2026-02-15 | 2025-10-16 | PPM-Electrical | 392
PPM-00392 | In-house PPM | ELECTRICAL | QUARTERLY | 3 | 0 | CONTROL PANEL | MAKE UP WATER PUMP CONTROL PANEL,ROOF,ACCOMMODATION BLOCK (B-1),ZONE-1,SBJ | SBJ-Z1-B1-RF-CPMUP | BI BUILDING | 1 | [6 empty] | 16/9/2024 | 16/12/2024 | 17/3/2025 | 16/6/2025 | 16/10/2025 | 15/2/2026 | 17/6/2026 | 17/10/2026 | 2026-02-15 | 2025-10-16 | PPM-Electrical | 393
PPM-00393 | In-house PPM | ELECTRICAL | QUARTERLY | 3 | 0 | CONTROL PANEL | CONTROL PANEL HWR ,ROOF,ACCOMMODATION BLOCK (B-2),ZONE-1,SBJ | SBJ-Z1-B2-RF-CPHWR | B2 BUILDING | 1 | [6 empty] | 16/9/2024 | 16/12/2024 | 17/3/2025 | 16/6/2025 | 16/10/2025 | 15/2/2026 | 17/6/2026 | 17/10/2026 | 2026-02-15 | 2025-10-16 | PPM-Electrical | 394
PPM-00394 | In-house PPM | ELECTRICAL | QUARTERLY | 3 | 0 | CONTROL PANEL | MAKE UP WATER PUMP CONTROL PANEL,ROOF,ACCOMMODATION BLOCK (B-2),ZONE-1,SBJ | SBJ-Z1-B2-RF-CPMUP | B2 BUILDING | 1 | [6 empty] | 17/9/2024 | 17/12/2024 | 18/3/2025 | 17/6/2025 | 17/10/2025 | 16/2/2026 | 18/6/2026 | 18/10/2026 | 2026-02-16 | 2025-10-17 | PPM-Electrical | 395
PPM-00395 | In-house PPM | ELECTRICAL | QUARTERLY | 3 | 0 | CONTROL PANEL | MAKE UP WATER PUMP CONTROL PANEL,ROOF,ACCOMMODATION BLOCK (B-3),ZONE-1,SBJ | SBJ-Z1-B3-RF-CPMUP | B3 BUILDING | 1 | [6 empty] | 17/9/2024 | 17/12/2024 | 18/3/2025 | 17/6/2025 | 17/10/2025 | 16/2/2026 | 18/6/2026 | 18/10/2026 | 2026-02-16 | 2025-10-17 | PPM-Electrical | 396
PPM-00396 | In-house PPM | ELECTRICAL | QUARTERLY | 3 | 0 | ELECTRICAL FITTINGS & FIXTURES | ELECTRICAL FITTINGS & FIXTURES,ACCOMMODATION BLOCK (B-4),ZONE-1,SBJ | SBJ-Z1-B4-EFF | B4 BUILDING | 1 | [6 empty] | 17/9/2024 | 17/12/2024 | 18/3/2025 | 17/6/2025 | 17/10/2025 | 16/2/2026 | 18/6/2026 | 18/10/2026 | 2026-02-16 | 2025-10-17 | PPM-Electrical | 397
PPM-00397 | In-house PPM | ELECTRICAL | QUARTERLY | 3 | 0 | EXTRACT FAN | EXTRACT FANS,B4-RF-TOILET EXT FAN(MB-1-MBRFB4-0615),ROOFTOP,ACCOMMODATION BLOCK (B-4),ZONE-1,SBJ | SBJ-Z1-B4-RF-HVEXF-0615 | B4 BUILDING | 1 | Twin City | BS1 50AHP |  |  |  |  | 17/9/2024 | 17/12/2024 | 18/3/2025 | 17/6/2025 | 17/10/2025 | 16/2/2026 | 18/6/2026 | 18/10/2026 | 2026-02-16 | 2025-10-17 | PPM-Electrical | 398
PPM-00398 | In-house PPM | ELECTRICAL | QUARTERLY | 3 | 0 | EXTRACT FAN | EXTRACT FANS,B4-RF-KITCHEN EX FAN(MB-1-MBRFB4-0616),ROOFTOP,ACCOMMODATION BLOCK (B-4),ZONE-1,SBJ | SBJ-Z1-B4-RF-HVEXF-0616 | B4 BUILDING | 1 | Twin City | BSI 80A |  |  |  |  | 17/9/2024 | 17/12/2024 | 18/3/2025 | 17/6/2025 | 17/10/2025 | 16/2/2026 | 18/6/2026 | 18/10/2026 | 2026-02-16 | 2025-10-17 | PPM-Electrical | 399
PPM-00399 | In-house PPM | ELECTRICAL | QUARTERLY | 3 | 0 | CONTROL PANEL | CONTROL PANEL HWR ,ROOF,ACCOMMODATION BLOCK (B-4),ZONE-1,SBJ | SBJ-Z1-B4-RF-CPHWR | B4 BUILDING | 1 | [6 empty] | 17/9/2024 | 17/12/2024 | 18/3/2025 | 17/6/2025 | 17/10/2025 | 16/2/2026 | 18/6/2026 | 18/10/2026 | 2026-02-16 | 2025-10-17 | PPM-Electrical | 400
PPM-00400 | In-house PPM | ELECTRICAL | QUARTERLY | 3 | 0 | CONTROL PANEL | MAKE UP WATER PUMP CONTROL PANEL,ROOF,ACCOMMODATION BLOCK (B-4),ZONE-1,SBJ | SBJ-Z1-B4-RF-CPMUP | B4 BUILDING | 1 | [6 empty] | 17/9/2024 | 17/12/2024 | 18/3/2025 | 17/6/2025 | 17/10/2025 | 16/2/2026 | 18/6/2026 | 18/10/2026 | 2026-02-16 | 2025-10-17 | PPM-Electrical | 401
PPM-00401 | In-house PPM | ELECTRICAL | QUARTERLY | 3 | 0 | CONTROL PANEL | BOOSTER PUMP CONTROL PANEL,ROOF,ACCOMMODATION BLOCK (B-4),ZONE-1,SBJ | SBJ-Z1-B4-RF-CPBP | B4 BUILDING | 1 | [6 empty] | 17/9/2024 | 17/12/2024 | 18/3/2025 | 17/6/2025 | 17/10/2025 | 16/2/2026 | 18/6/2026 | 18/10/2026 | 2026-02-16 | 2025-10-17 | PPM-Electrical | 402
PPM-00402 | In-house PPM | ELECTRICAL | QUARTERLY | 3 | 0 | ELECTRICAL FITTINGS & FIXTURES | ELECTRICAL FITTINGS & FIXTURES,ACCOMMODATION BLOCK (B-5),ZONE-1,SBJ | SBJ-Z1-B5-EFF | B5 BUILDING | 1 | [6 empty] | 17/9/2024 | 17/12/2024 | 18/3/2025 | 17/6/2025 | 17/10/2025 | 16/2/2026 | 18/6/2026 | 18/10/2026 | 2026-02-16 | 2025-10-17 | PPM-Electrical | 403
PPM-00403 | In-house PPM | ELECTRICAL | QUARTERLY | 3 | 0 | CONTROL PANEL | CONTROL PANEL HWR ,ROOF,ACCOMMODATION BLOCK (B-5),ZONE-1,SBJ | SBJ-Z1-B5-RF-CPHWR | B5 BUILDING | 1 | [6 empty] | 17/9/2024 | 17/12/2024 | 18/3/2025 | 17/6/2025 | 17/10/2025 | 16/2/2026 | 18/6/2026 | 18/10/2026 | 2026-02-16 | 2025-10-17 | PPM-Electrical | 404
PPM-00404 | In-house PPM | ELECTRICAL | QUARTERLY | 3 | 0 | CONTROL PANEL | MAKE UP WATER PUMP CONTROL PANEL,ROOF,ACCOMMODATION BLOCK (B-5),ZONE-1,SBJ | SBJ-Z1-B5-RF-CPMUP | B5 BUILDING | 1 | [6 empty] | 17/9/2024 | 17/12/2024 | 18/3/2025 | 17/6/2025 | 17/10/2025 | 16/2/2026 | 18/6/2026 | 18/10/2026 | 2026-02-16 | 2025-10-17 | PPM-Electrical | 405
PPM-00405 | In-house PPM | ELECTRICAL | QUARTERLY | 3 | 0 | CONTROL PANEL | BOOSTER PUMP CONTROL PANEL,ROOF,ACCOMMODATION BLOCK (B-5),ZONE-1,SBJ | SBJ-Z1-B5-RF-CPBP | B5 BUILDING | 1 | [6 empty] | 18/9/2024 | 18/12/2024 | 19/3/2025 | 18/6/2025 | 18/10/2025 | 17/2/2026 | 19/6/2026 | 19/10/2026 | 2026-02-17 | 2025-10-18 | PPM-Electrical | 406
PPM-00406 | In-house PPM | ELECTRICAL | QUARTERLY | 3 | 0 | ELECTRICAL FITTINGS & FIXTURES | ELECTRICAL FITTINGS & FIXTURES,ACCOMMODATION BLOCK (B-6),ZONE-1,SBJ | SBJ-Z1-B6-EFF | B6 BUILDING | 1 | [6 empty] | 18/9/2024 | 18/12/2024 | 19/3/2025 | 18/6/2025 | 18/10/2025 | 17/2/2026 | 19/6/2026 | 19/10/2026 | 2026-02-17 | 2025-10-18 | PPM-Electrical | 407
PPM-00407 | In-house PPM | ELECTRICAL | QUARTERLY | 3 | 0 | CONTROL PANEL | CONTROL PANEL HWR ,ROOF,ACCOMMODATION BLOCK (B-6),ZONE-1,SBJ | SBJ-Z1-B6-RF-CPHWR | B6 BUILDING | 1 | [6 empty] | 18/9/2024 | 18/12/2024 | 19/3/2025 | 18/6/2025 | 18/10/2025 | 17/2/2026 | 19/6/2026 | 19/10/2026 | 2026-02-17 | 2025-10-18 | PPM-Electrical | 408
PPM-00408 | In-house PPM | ELECTRICAL | QUARTERLY | 3 | 0 | CONTROL PANEL | MAKE UP WATER PUMP CONTROL PANEL,ROOF,ACCOMMODATION BLOCK (B-6),ZONE-1,SBJ | SBJ-Z1-B6-RF-CPMUP | B6 BUILDING | 1 | [6 empty] | 18/9/2024 | 18/12/2024 | 19/3/2025 | 18/6/2025 | 18/10/2025 | 17/2/2026 | 19/6/2026 | 19/10/2026 | 2026-02-17 | 2025-10-18 | PPM-Electrical | 409
PPM-00409 | In-house PPM | ELECTRICAL | QUARTERLY | 3 | 0 | CONTROL PANEL | BOOSTER PUMP CONTROL PANEL,ROOF,ACCOMMODATION BLOCK (B-6),ZONE-1,SBJ | SBJ-Z1-B6-RF-CPBP | B6 BUILDING | 1 | [6 empty] | 18/9/2024 | 18/12/2024 | 19/3/2025 | 18/6/2025 | 18/10/2025 | 17/2/2026 | 19/6/2026 | 19/10/2026 | 2026-02-17 | 2025-10-18 | PPM-Electrical | 410
PPM-00410 | In-house PPM | ELECTRICAL | QUARTERLY | 3 | 0 | CONTROL PANEL | MAKE UP WATER PUMP CONTROL PANEL,ROOF,ACCOMMODATION BLOCK (B-7),ZONE-1,SBJ | SBJ-Z1-B7-RF-CPMUP | B7 BUILDING | 1 | [6 empty] | 18/9/2024 | 18/12/2024 | 19/3/2025 | 18/6/2025 | 18/10/2025 | 17/2/2026 | 19/6/2026 | 19/10/2026 | 2026-02-17 | 2025-10-18 | PPM-Electrical | 411
PPM-00411 | In-house PPM | ELECTRICAL | QUARTERLY | 3 | 0 | CONTROL PANEL | MAKE UP WATER PUMP CONTROL PANEL,ROOF,ACCOMMODATION BLOCK (B-8),ZONE-1,SBJ | SBJ-Z1-B8-RF-CPMUP | B8 BUILDING | 1 | [6 empty] | 18/9/2024 | 18/12/2024 | 19/3/2025 | 18/6/2025 | 18/10/2025 | 17/2/2026 | 19/6/2026 | 19/10/2026 | 2026-02-17 | 2025-10-18 | PPM-Electrical | 412
PPM-00412 | In-house PPM | ELECTRICAL | QUARTERLY | 3 | 0 | ELECTRICAL FITTINGS & FIXTURES | ELECTRICAL FITTINGS & FIXTURES,EXPERIENCE / SALES CENTRE, ZONE 2,SBJ | SBJ-Z2-ESC-EFF | EXPERIENCE / SALES CENTER | 1 |  |  | Working |  |  |  | 18/9/2024 | 18/12/2024 | 19/3/2025 | 18/6/2025 | 18/10/2025 | 17/2/2026 | 19/6/2026 | 19/10/2026 | 2026-02-17 | 2025-10-18 | PPM-Electrical | 413
PPM-00413 | In-house PPM | ELECTRICAL | QUARTERLY | 3 | 0 | POWER DB | MDB(MB-Z2-SCEGF-ELDB-0164),GROUND FLOOR,EXPERIENCE / SALES CENTRE, ZONE 2,SBJ | SBJ-Z2-ESC-GF-ELDB1 | EXPERIENCE / SALES CENTER | 1 | - | - | Working |  |  |  | 18/9/2024 | 18/12/2024 | 19/3/2025 | 18/6/2025 | 18/10/2025 | 17/2/2026 | 19/6/2026 | 19/10/2026 | 2026-02-17 | 2025-10-18 | PPM-Electrical | 414
PPM-00414 | In-house PPM | ELECTRICAL | QUARTERLY | 3 | 0 | POWER DB | DB(MB-Z2-SCEGF-ELDB-0165),GROUND FLOOR,EXPERIENCE / SALES CENTRE, ZONE 2,SBJ | SBJ-Z2-ESC-GF-ELDB2 | EXPERIENCE / SALES CENTER | 1 | - | - | Working |  |  |  | 18/9/2024 | 18/12/2024 | 19/3/2025 | 18/6/2025 | 18/10/2025 | 17/2/2026 | 19/6/2026 | 19/10/2026 | 2026-02-17 | 2025-10-18 | PPM-Electrical | 415
PPM-00415 | In-house PPM | ELECTRICAL | QUARTERLY | 3 | 0 | POWER DB | DB(MB-Z2-SCEFF-ELDB-0166),FIRST FLOOR,EXPERIENCE / SALES CENTRE, ZONE 2,SBJ | SBJ-Z2-ESC-FF-ELDB | EXPERIENCE / SALES CENTER | 1 | - |  | Working |  |  |  | 19/9/2024 | 19/12/2024 | 20/3/2025 | 19/6/2025 | 19/10/2025 | 18/2/2026 | 20/6/2026 | 20/10/2026 | 2026-02-18 | 2025-10-19 | PPM-Electrical | 416
PPM-00416 | In-house PPM | ELECTRICAL | QUARTERLY | 3 | 0 | ELECTRICAL FITTINGS & FIXTURES | ELECTRICAL FITTINGS & FIXTURES,LAUNDRY,VILLAGE SQUARE,ZONE-2,SBJ | SBJ-Z2-VS-CS1-EFF | VILLAGE SQUARE | 1 |  |  | Working |  |  |  | 19/9/2024 | 19/12/2024 | 20/3/2025 | 19/6/2025 | 19/10/2025 | 18/2/2026 | 20/6/2026 | 20/10/2026 | 2026-02-18 | 2025-10-19 | PPM-Electrical | 417
PPM-00417 | In-house PPM | ELECTRICAL | QUARTERLY | 3 | 0 | ELECTRICAL FITTINGS & FIXTURES | ELECTRICAL FITTINGS & FIXTURES,PHARMACY,VILLAGE SQUARE,ZONE-2,SBJ | SBJ-Z2-VS-CS2-EFF | VILLAGE SQUARE | 1 |  |  | Working |  |  |  | 19/9/2024 | 19/12/2024 | 20/3/2025 | 19/6/2025 | 19/10/2025 | 18/2/2026 | 20/6/2026 | 20/10/2026 | 2026-02-18 | 2025-10-19 | PPM-Electrical | 418
PPM-00418 | In-house PPM | ELECTRICAL | QUARTERLY | 3 | 0 | ELECTRICAL FITTINGS & FIXTURES | ELECTRICAL FITTINGS & FIXTURES,SPAR SUPERMARKET,VILLAGE SQUARE,ZONE-2,SBJ | SBJ-Z2-VS-CS3-EFF | VILLAGE SQUARE | 1 |  |  | Working |  |  |  | 19/9/2024 | 19/12/2024 | 20/3/2025 | 19/6/2025 | 19/10/2025 | 18/2/2026 | 20/6/2026 | 20/10/2026 | 2026-02-18 | 2025-10-19 | PPM-Electrical | 419
PPM-00419 | In-house PPM | ELECTRICAL | QUARTERLY | 3 | 0 | STREET LIGHTS | STREET LIGHTS,VILLAGE SQUARE,ZONE-2,SBJ | SBJ-Z2-VS-SL | VILLAGE SQUARE | 1 |  |  | Working |  |  |  | 19/9/2024 | 19/12/2024 | 20/3/2025 | 19/6/2025 | 19/10/2025 | 18/2/2026 | 20/6/2026 | 20/10/2026 | 2026-02-18 | 2025-10-19 | PPM-Electrical | 420
PPM-00420 | In-house PPM | ELECTRICAL | QUARTERLY | 3 | 0 | ELECTRICAL FITTINGS & FIXTURES | ELECTRICAL FITTINGS & FIXTURES,VILLAGE SQUARE,ZONE-2,SBJ | SBJ-Z2-VS-EFF | VILLAGE SQUARE | 1 |  |  | Working |  |  |  | 19/9/2024 | 19/12/2024 | 20/3/2025 | 19/6/2025 | 19/10/2025 | 18/2/2026 | 20/6/2026 | 20/10/2026 | 2026-02-18 | 2025-10-19 | PPM-Electrical | 421
PPM-00421 | In-house PPM | ELECTRICAL | QUARTERLY | 3 | 0 | ELECTRICAL FITTINGS & FIXTURES | ELECTRICAL FITTINGS & FIXTURES,LIFT,VILLAGE SQUARE,ZONE-2,SBJ | SBJ-Z2-VS-EFF | VILLAGE SQUARE | 1 |  |  | Working |  |  |  | 19/9/2024 | 19/12/2024 | 20/3/2025 | 19/6/2025 | 19/10/2025 | 18/2/2026 | 20/6/2026 | 20/10/2026 | 2026-02-18 | 2025-10-19 | PPM-Electrical | 422
PPM-00422 | In-house PPM | ELECTRICAL | QUARTERLY | 3 | 0 | ELECTRICAL FITTINGS & FIXTURES | ELECTRICAL FITTINGS & FIXTURES,MALE TOILET COMMON AREA,VILLAGE SQUARE,ZONE-2,SBJ | SBJ-Z2-VS-MTCA-EFF | VILLAGE SQUARE | 1 |  |  | Working |  |  |  | 19/9/2024 | 19/12/2024 | 20/3/2025 | 19/6/2025 | 19/10/2025 | 18/2/2026 | 20/6/2026 | 20/10/2026 | 2026-02-18 | 2025-10-19 | PPM-Electrical | 423
PPM-00423 | In-house PPM | ELECTRICAL | QUARTERLY | 3 | 0 | ELECTRICAL FITTINGS & FIXTURES | ELECTRICAL FITTINGS & FIXTURES,MALE TOILET STORE,VILLAGE SQUARE,ZONE-2,SBJ | SBJ-Z2-VS-MTS-EFF | VILLAGE SQUARE | 1 |  |  | Working |  |  |  | 19/9/2024 | 19/12/2024 | 20/3/2025 | 19/6/2025 | 19/10/2025 | 18/2/2026 | 20/6/2026 | 20/10/2026 | 2026-02-18 | 2025-10-19 | PPM-Electrical | 424
PPM-00424 | In-house PPM | ELECTRICAL | QUARTERLY | 3 | 0 | ELECTRICAL FITTINGS & FIXTURES | ELECTRICAL FITTINGS & FIXTURES,MALE TOILET,VILLAGE SQUARE,ZONE-2,SBJ | SBJ-Z2-VS-MTT-EFF | VILLAGE SQUARE | 1 |  |  | Working |  |  |  | 19/9/2024 | 19/12/2024 | 20/3/2025 | 19/6/2025 | 19/10/2025 | 18/2/2026 | 20/6/2026 | 20/10/2026 | 2026-02-18 | 2025-10-19 | PPM-Electrical | 425
PPM-00425 | In-house PPM | ELECTRICAL | QUARTERLY | 3 | 0 | ELECTRICAL FITTINGS & FIXTURES | ELECTRICAL FITTINGS & FIXTURES,FEMALE TOILET COMMON AREA,VILLAGE SQUARE,ZONE-2,SBJ | SBJ-Z2-VS-FTCA-EFF | VILLAGE SQUARE | 1 |  |  | Working |  |  |  | 21/9/2024 | 21/12/2024 | 22/3/2025 | 21/6/2025 | 21/10/2025 | 20/2/2026 | 22/6/2026 | 22/10/2026 | 2026-02-20 | 2025-10-21 | PPM-Electrical | 426
PPM-00426 | In-house PPM | ELECTRICAL | QUARTERLY | 3 | 0 | ELECTRICAL FITTINGS & FIXTURES | ELECTRICAL FITTINGS & FIXTURES,FEMALE TOILET STORE,VILLAGE SQUARE,ZONE-2,SBJ | SBJ-Z2-VS-FTS-EFF | VILLAGE SQUARE | 1 |  |  | Working |  |  |  | 21/9/2024 | 21/12/2024 | 22/3/2025 | 21/6/2025 | 21/10/2025 | 20/2/2026 | 22/6/2026 | 22/10/2026 | 2026-02-20 | 2025-10-21 | PPM-Electrical | 427
PPM-00427 | In-house PPM | ELECTRICAL | QUARTERLY | 3 | 0 | ELECTRICAL FITTINGS & FIXTURES | ELECTRICAL FITTINGS & FIXTURES,FEMALE TOILET,VILLAGE SQUARE,ZONE-2,SBJ | SBJ-Z2-VS-FTT-EFF | VILLAGE SQUARE | 1 |  |  | Working |  |  |  | 21/9/2024 | 21/12/2024 | 22/3/2025 | 21/6/2025 | 21/10/2025 | 20/2/2026 | 22/6/2026 | 22/10/2026 | 2026-02-20 | 2025-10-21 | PPM-Electrical | 428
PPM-00428 | In-house PPM | ELECTRICAL | QUARTERLY | 3 | 0 | ELECTRICAL FITTINGS & FIXTURES | ELECTRICAL FITTINGS & FIXTURES,QANTAB TOURISM OFFICE,VILLAGE SQUARE,ZONE-2,SBJ | SBJ-Z2-VS-QTO-EFF | VILLAGE SQUARE | 1 |  |  | Working |  |  |  | 21/9/2024 | 21/12/2024 | 22/3/2025 | 21/6/2025 | 21/10/2025 | 20/2/2026 | 22/6/2026 | 22/10/2026 | 2026-02-20 | 2025-10-21 | PPM-Electrical | 429
PPM-00429 | In-house PPM | ELECTRICAL | QUARTERLY | 3 | 0 | ELECTRICAL FITTINGS & FIXTURES | ELECTRICAL FITTINGS & FIXTURES,TELECOM ROOM (IDF1),QANTAB TOURSIM OFFICE,VILLAGE SQUARE,ZONE-2,SBJ | SBJ-Z2-VS-IDF1-EFF | VILLAGE SQUARE | 1 |  |  | Working |  |  |  | 21/9/2024 | 21/12/2024 | 22/3/2025 | 21/6/2025 | 21/10/2025 | 20/2/2026 | 22/6/2026 | 22/10/2026 | 2026-02-20 | 2025-10-21 | PPM-Electrical | 430
PPM-00430 | In-house PPM | ELECTRICAL | QUARTERLY | 3 | 0 | POWER DB | POWER DB (UDP-SER-GF),TELECOM ROOM (IDF1),QANTAB TOURSIM OFFICE,VILLAGE SQUARE,ZONE-2,SBJ | SBJ-Z2-VS-IDF1-ELDB | VILLAGE SQUARE | 1 |  |  | Working |  |  |  | 21/9/2024 | 21/12/2024 | 22/3/2025 | 21/6/2025 | 21/10/2025 | 20/2/2026 | 22/6/2026 | 22/10/2026 | 2026-02-20 | 2025-10-21 | PPM-Electrical | 431
PPM-00431 | In-house PPM | ELECTRICAL | QUARTERLY | 3 | 0 | ELECTRICAL FITTINGS & FIXTURES | ELECTRICAL FITTINGS & FIXTURES,PRAYER ROOM,VILLAGE SQUARE,ZONE-2,SBJ | SBJ-Z2-VS-PR-EFF | VILLAGE SQUARE | 1 |  |  | Working |  |  |  | 21/9/2024 | 21/12/2024 | 22/3/2025 | 21/6/2025 | 21/10/2025 | 20/2/2026 | 22/6/2026 | 22/10/2026 | 2026-02-20 | 2025-10-21 | PPM-Electrical | 432
PPM-00432 | In-house PPM | ELECTRICAL | QUARTERLY | 3 | 0 | ELECTRICAL FITTINGS & FIXTURES | ELECTRICAL FITTINGS & FIXTURES,MALE PRAYER ROOM,VILLAGE SQUARE,ZONE-2,SBJ | SBJ-Z2-VS-MPR-EFF | VILLAGE SQUARE | 1 |  |  | Working |  |  |  | 21/9/2024 | 21/12/2024 | 22/3/2025 | 21/6/2025 | 21/10/2025 | 20/2/2026 | 22/6/2026 | 22/10/2026 | 2026-02-20 | 2025-10-21 | PPM-Electrical | 433
PPM-00433 | In-house PPM | ELECTRICAL | QUARTERLY | 3 | 0 | ELECTRICAL FITTINGS & FIXTURES | ELECTRICAL FITTINGS & FIXTURES,FEMALE PRAYER ROOM,VILLAGE SQUARE,ZONE-2,SBJ | SBJ-Z2-VS-FPR-EFF | VILLAGE SQUARE | 1 |  |  | Working |  |  |  | 21/9/2024 | 21/12/2024 | 22/3/2025 | 21/6/2025 | 21/10/2025 | 20/2/2026 | 22/6/2026 | 22/10/2026 | 2026-02-20 | 2025-10-21 | PPM-Electrical | 434
PPM-00434 | In-house PPM | ELECTRICAL | QUARTERLY | 3 | 0 | ELECTRICAL FITTINGS & FIXTURES | ELECTRICAL FITTINGS & FIXTURES,FEMALE WASH ROOM,VILLAGE SQUARE,ZONE-2,SBJ | SBJ-Z2-VS-FWR-EFF | VILLAGE SQUARE | 1 |  |  | Working |  |  |  | 21/9/2024 | 21/12/2024 | 22/3/2025 | 21/6/2025 | 21/10/2025 | 20/2/2026 | 22/6/2026 | 22/10/2026 | 2026-02-20 | 2025-10-21 | PPM-Electrical | 435
PPM-00435 | In-house PPM | ELECTRICAL | QUARTERLY | 3 | 0 | ELECTRICAL FITTINGS & FIXTURES | ELECTRICAL FITTINGS & FIXTURES,TELECOM(IDF2) ROOM COMMON AREA,VILLAGE SQUARE,ZONE-2,SBJ | SBJ-Z2-VS-IDF2CA-EFF | VILLAGE SQUARE | 1 |  |  | Working |  |  |  | 22/9/2024 | 22/12/2024 | 23/3/2025 | 22/6/2025 | 22/10/2025 | 21/2/2026 | 23/6/2026 | 23/10/2026 | 2026-02-21 | 2025-10-22 | PPM-Electrical | 436
PPM-00436 | In-house PPM | ELECTRICAL | QUARTERLY | 3 | 0 | ELECTRICAL FITTINGS & FIXTURES | ELECTRICAL FITTINGS & FIXTURES,ELECTRICAL ROOM 1,VILLAGE SQUARE,ZONE-2,SBJ | SBJ-Z2-VS-ELR1-EFF | VILLAGE SQUARE | 1 |  |  | Working |  |  |  | 22/9/2024 | 22/12/2024 | 23/3/2025 | 22/6/2025 | 22/10/2025 | 21/2/2026 | 23/6/2026 | 23/10/2026 | 2026-02-21 | 2025-10-22 | PPM-Electrical | 437
PPM-00437 | In-house PPM | ELECTRICAL | QUARTERLY | 3 | 0 | SUB MAIN POWER DB | SUB MAIN POWER DB ,ELECTRICAL ROOM 1,VILLAGE SQUARE,ZONE-2,SBJ | SBJ-Z2-VS-ELR1-SMDB1 | VILLAGE SQUARE | 1 |  |  | Working |  |  |  | 22/9/2024 | 22/12/2024 | 23/3/2025 | 22/6/2025 | 22/10/2025 | 21/2/2026 | 23/6/2026 | 23/10/2026 | 2026-02-21 | 2025-10-22 | PPM-Electrical | 438
PPM-00438 | In-house PPM | ELECTRICAL | QUARTERLY | 3 | 0 | SUB MAIN POWER DB | SUB MAIN POWER DB ,ELECTRICAL ROOM 1,VILLAGE SQUARE,ZONE-2,SBJ | SBJ-Z2-VS-ELR1-SMDB2 | VILLAGE SQUARE | 1 |  |  | Working |  |  |  | 22/9/2024 | 22/12/2024 | 23/3/2025 | 22/6/2025 | 22/10/2025 | 21/2/2026 | 23/6/2026 | 23/10/2026 | 2026-02-21 | 2025-10-22 | PPM-Electrical | 439
PPM-00439 | In-house PPM | ELECTRICAL | QUARTERLY | 3 | 0 | LIGHT CONTROL PANEL | LIGHT CONTROL PANEL ,ELECTRICAL ROOM 1,VILLAGE SQUARE,ZONE-2,SBJ | SBJ-Z2-VS-ELR1-ELCP | VILLAGE SQUARE | 1 |  |  | Working |  |  |  | 22/9/2024 | 22/12/2024 | 23/3/2025 | 22/6/2025 | 22/10/2025 | 21/2/2026 | 23/6/2026 | 23/10/2026 | 2026-02-21 | 2025-10-22 | PPM-Electrical | 440
PPM-00440 | In-house PPM | ELECTRICAL | QUARTERLY | 3 | 0 | ELECTRICAL FITTINGS & FIXTURES | ELECTRICAL FITTINGS & FIXTURES,TELECOM ROOM (IDF2),VILLAGE SQUARE,ZONE-2,SBJ | SBJ-Z2-VS-IDF2-EFF | VILLAGE SQUARE | 1 |  |  | Working |  |  |  | 22/9/2024 | 22/12/2024 | 23/3/2025 | 22/6/2025 | 22/10/2025 | 21/2/2026 | 23/6/2026 | 23/10/2026 | 2026-02-21 | 2025-10-22 | PPM-Electrical | 441
PPM-00441 | In-house PPM | ELECTRICAL | QUARTERLY | 3 | 0 | ELECTRICAL FITTINGS & FIXTURES | ELECTRICAL FITTINGS & FIXTURES,ELECTRICAL ROOM 2,VILLAGE SQUARE,ZONE-2,SBJ | SBJ-Z2-VS-ELR2-EFF | VILLAGE SQUARE | 1 |  |  | Working |  |  |  | 22/9/2024 | 22/12/2024 | 23/3/2025 | 22/6/2025 | 22/10/2025 | 21/2/2026 | 23/6/2026 | 23/10/2026 | 2026-02-21 | 2025-10-22 | PPM-Electrical | 442
PPM-00442 | In-house PPM | ELECTRICAL | QUARTERLY | 3 | 0 | SUB MAIN POWER DB | SUB MAIN POWER DB (MTR4 PANEL),ELECTRICAL ROOM 2,VILLAGE SQUARE,ZONE-2,SBJ | SBJ-Z2-VS-ELR2-SMDB1 | VILLAGE SQUARE | 1 |  |  | Working |  |  |  | 22/9/2024 | 22/12/2024 | 23/3/2025 | 22/6/2025 | 22/10/2025 | 21/2/2026 | 23/6/2026 | 23/10/2026 | 2026-02-21 | 2025-10-22 | PPM-Electrical | 443
PPM-00443 | In-house PPM | ELECTRICAL | QUARTERLY | 3 | 0 | SUB MAIN POWER DB | SUB MAIN POWER DB (MTR3 PANEL),ELECTRICAL ROOM 2,VILLAGE SQUARE,ZONE-2,SBJ | SBJ-Z2-VS-ELR2-SMDB2 | VILLAGE SQUARE | 1 |  |  | Working |  |  |  | 22/9/2024 | 22/12/2024 | 23/3/2025 | 22/6/2025 | 22/10/2025 | 21/2/2026 | 23/6/2026 | 23/10/2026 | 2026-02-21 | 2025-10-22 | PPM-Electrical | 444
PPM-00444 | In-house PPM | ELECTRICAL | QUARTERLY | 3 | 0 | LIGHT CONTROL PANEL | LIGHT CONTROL PANEL (LCP-EX2-GF),ELECTRICAL ROOM 2,VILLAGE SQUARE,ZONE-2,SBJ | SBJ-Z2-VS-ELR2-ELCP | VILLAGE SQUARE | 1 |  |  | Working |  |  |  | 22/9/2024 | 22/12/2024 | 23/3/2025 | 22/6/2025 | 22/10/2025 | 21/2/2026 | 23/6/2026 | 23/10/2026 | 2026-02-21 | 2025-10-22 | PPM-Electrical | 445
PPM-00445 | In-house PPM | ELECTRICAL | QUARTERLY | 3 | 0 | ELECTRICAL FITTINGS & FIXTURES | ELECTRICAL FITTINGS & FIXTURES,PUMP ROOM,VILLAGE SQUARE,ZONE-2,SBJ | SBJ-Z2-VS-PPR-EFF | VILLAGE SQUARE | 1 |  |  | Working |  |  |  | 23/9/2024 | 23/12/2024 | 24/3/2025 | 23/6/2025 | 23/10/2025 | 22/2/2026 | 24/6/2026 | 24/10/2026 | 2026-02-22 | 2025-10-23 | PPM-Electrical | 446
PPM-00446 | In-house PPM | ELECTRICAL | QUARTERLY | 3 | 0 | POWER DB | POWER DB,PUMP ROOM,VILLAGE SQUARE,ZONE-2,SBJ | SBJ-Z2-VS-PPR-ELDB | VILLAGE SQUARE | 1 |  |  | Working |  |  |  | 23/9/2024 | 23/12/2024 | 24/3/2025 | 23/6/2025 | 23/10/2025 | 22/2/2026 | 24/6/2026 | 24/10/2026 | 2026-02-22 | 2025-10-23 | PPM-Electrical | 447
PPM-00447 | In-house PPM | ELECTRICAL | QUARTERLY | 3 | 0 | ELECTRICAL FITTINGS & FIXTURES | ELECTRICAL FITTINGS AND FIXTURES,CENTRAL PARK,ZONE 3,SBJ | SBJ-Z3-CP-EFF | CENTRAL PARK | 1 |  |  | Working |  |  |  | 23/9/2024 | 23/12/2024 | 24/3/2025 | 23/6/2025 | 23/10/2025 | 22/2/2026 | 24/6/2026 | 24/10/2026 | 2026-02-22 | 2025-10-23 | PPM-Electrical | 448
PPM-00448 | In-house PPM | ELECTRICAL | QUARTERLY | 3 | 0 | ELECTRICAL FITTINGS & FIXTURES | ELECTRICAL FITTINGS AND FIXTURES,MALE TOILET,CENTRAL PARK,ZONE 3,SBJ | SBJ-Z3-CP-MTT-EFF | CENTRAL PARK | 1 |  |  | Working |  |  |  | 23/9/2024 | 23/12/2024 | 24/3/2025 | 23/6/2025 | 23/10/2025 | 22/2/2026 | 24/6/2026 | 24/10/2026 | 2026-02-22 | 2025-10-23 | PPM-Electrical | 449
PPM-00449 | In-house PPM | ELECTRICAL | QUARTERLY | 3 | 0 | ELECTRICAL FITTINGS & FIXTURES | ELECTRICAL FITTINGS AND FIXTURES,FEMALE TOILET,CENTRAL PARK,ZONE 3,SBJ | SBJ-Z3-CP-FTT-EFF | CENTRAL PARK | 1 |  |  | Working |  |  |  | 23/9/2024 | 23/12/2024 | 24/3/2025 | 23/6/2025 | 23/10/2025 | 22/2/2026 | 24/6/2026 | 24/10/2026 | 2026-02-22 | 2025-10-23 | PPM-Electrical | 450
PPM-00450 | In-house PPM | ELECTRICAL | QUARTERLY | 3 | 0 | ELECTRICAL FITTINGS & FIXTURES | ELECTRICAL FITTINGS AND FIXTURES,BUILDING D-75,ZONE 3A(ZAHA),SBJ | SBJ-Z3A-B75-EFF | BUILDING D75 | 1 |  |  | Working |  |  |  | 23/9/2024 | 23/12/2024 | 24/3/2025 | 23/6/2025 | 23/10/2025 | 22/2/2026 | 24/6/2026 | 24/10/2026 | 2026-02-22 | 2025-10-23 | PPM-Electrical | 451
PPM-00451 | In-house PPM | ELECTRICAL | QUARTERLY | 3 | 0 | JET FAN CONTROL | JET FAN CONTROL,MB-Z3-D75GF-JETCP-2485,ELECTRICAL ROOM,GROUND FLOOR,BUILDING D-75,ZONE 3A(ZAHA),SBJ | SBJ-Z3A-B75-GF-ELR-JETCP-2485 | BUILDING D75 | 1 | AL KIYUMI |  | Working |  |  |  | 23/9/2024 | 23/12/2024 | 24/3/2025 | 23/6/2025 | 23/10/2025 | 22/2/2026 | 24/6/2026 | 24/10/2026 | 2026-02-22 | 2025-10-23 | PPM-Electrical | 452
PPM-00452 | In-house PPM | ELECTRICAL | QUARTERLY | 3 | 0 | LIGHT CONTROL PANEL | LIGHT CONTROL PANEL,MB-Z3-D75GF-ELLCP-2506,ELECTRICAL ROOM,GROUND FLOOR,BUILDING D-75,ZONE 3A(ZAHA),SBJ | SBJ-Z3A-B75-GF-ELR-ELLCP-2506 | BUILDING D75 | 1 | AL KIYUMI |  | Working |  |  |  | 23/9/2024 | 23/12/2024 | 24/3/2025 | 23/6/2025 | 23/10/2025 | 22/2/2026 | 24/6/2026 | 24/10/2026 | 2026-02-22 | 2025-10-23 | PPM-Electrical | 453
PPM-00453 | In-house PPM | ELECTRICAL | QUARTERLY | 3 | 0 | POWER DB | POWER DB,MB-Z3-D75GF-ELDB-2527,ELECTRICAL ROOM,GROUND FLOOR,BUILDING D-75,ZONE 3A(ZAHA),SBJ | SBJ-Z3A-B75-GF-ELR-ELDB-2527 | BUILDING D75 | 1 | ABB |  | Working |  |  |  | 23/9/2024 | 23/12/2024 | 24/3/2025 | 23/6/2025 | 23/10/2025 | 22/2/2026 | 24/6/2026 | 24/10/2026 | 2026-02-22 | 2025-10-23 | PPM-Electrical | 454
PPM-00454 | In-house PPM | ELECTRICAL | QUARTERLY | 3 | 0 | SUB MAIN POWER DB | SUB MAIN POWER DB,MB-Z3-D75GF-SMDB-2548,ELECTRICAL ROOM,GROUND FLOOR,BUILDING D-75,ZONE 3A(ZAHA),SBJ | SBJ-Z3A-B75-GF-ELR-SMDB-2548 | BUILDING D75 | 1 | AL KIYUMI |  | Working |  |  |  | 23/9/2024 | 23/12/2024 | 24/3/2025 | 23/6/2025 | 23/10/2025 | 22/2/2026 | 24/6/2026 | 24/10/2026 | 2026-02-22 | 2025-10-23 | PPM-Electrical | 455
PPM-00455 | In-house PPM | ELECTRICAL | QUARTERLY | 3 | 0 | SUB MAIN POWER DB | SUB MAIN POWER DB,MB-Z3-D75GF-SMDB-2569,ELECTRICAL ROOM,GROUND FLOOR,BUILDING D-75,ZONE 3A(ZAHA),SBJ | SBJ-Z3A-B75-GF-ELR-SMDB-2569 | BUILDING D75 | 1 | FLAKT WOODS |  | Working |  |  |  | 23/9/2024 | 23/12/2024 | 24/3/2025 | 23/6/2025 | 23/10/2025 | 22/2/2026 | 24/6/2026 | 24/10/2026 | 2026-02-22 | 2025-10-23 | PPM-Electrical | 456
PPM-00456 | In-house PPM | ELECTRICAL | QUARTERLY | 3 | 0 | EXHAUST FAN | EXHAUST FAN,MB-Z3-D75GF-JETF-2590,PARKING,GROUND FLOOR,BUILDING D-75,ZONE 3A(ZAHA),SBJ | SBJ-Z3A-B75-GF-PRK-JETF-2590 | BUILDING D75 | 1 | FLAKT WOODS | HT035JM | Working |  |  |  | 23/9/2024 | 23/12/2024 | 24/3/2025 | 23/6/2025 | 23/10/2025 | 22/2/2026 | 24/6/2026 | 24/10/2026 | 2026-02-22 | 2025-10-23 | PPM-Electrical | 457
PPM-00457 | In-house PPM | ELECTRICAL | QUARTERLY | 3 | 0 | EXHAUST FAN | EXHAUST FAN,MB-Z3-D75GF-JETF-2591,PARKING,GROUND FLOOR,BUILDING D-75,ZONE 3A(ZAHA),SBJ | SBJ-Z3A-B75-GF-PRK-JETF-2591 | BUILDING D75 | 1 | FLAKT WOODS | HT035JM | Working |  |  |  | 23/9/2024 | 23/12/2024 | 24/3/2025 | 23/6/2025 | 23/10/2025 | 22/2/2026 | 24/6/2026 | 24/10/2026 | 2026-02-22 | 2025-10-23 | PPM-Electrical | 458
PPM-00458 | In-house PPM | ELECTRICAL | QUARTERLY | 3 | 0 | JET FAN | JET FAN,MB-Z3-D75GF-JETF-2632,PARKING,GROUND FLOOR,BUILDING D-75,ZONE 3A(ZAHA),SBJ | SBJ-Z3A-B75-GF-PRK-JETF-2632 | BUILDING D75 | 1 | FLAKT WOODS | 35JT-3SP-UBD-TB | Working |  |  |  | 24/9/2024 | 24/12/2024 | 25/3/2025 | 24/6/2025 | 24/10/2025 | 23/2/2026 | 25/6/2026 | 25/10/2026 | 2026-02-23 | 2025-10-24 | PPM-Electrical | 459
PPM-00459 | In-house PPM | ELECTRICAL | QUARTERLY | 3 | 0 | JET FAN | JET FAN,MB-Z3-D75GF-JETF-2633,PARKING,GROUND FLOOR,BUILDING D-75,ZONE 3A(ZAHA),SBJ | SBJ-Z3A-B75-GF-PRK-JETF-2633 | BUILDING D75 | 1 | FLAKT WOODS | 35JT-3SP-UBD-TB | Working |  |  |  | 24/9/2024 | 24/12/2024 | 25/3/2025 | 24/6/2025 | 24/10/2025 | 23/2/2026 | 25/6/2026 | 25/10/2026 | 2026-02-23 | 2025-10-24 | PPM-Electrical | 460
PPM-00460 | In-house PPM | ELECTRICAL | QUARTERLY | 3 | 0 | JET FAN | JET FAN,MB-Z3-D75GF-JETF-2634,PARKING,GROUND FLOOR,BUILDING D-75,ZONE 3A(ZAHA),SBJ | SBJ-Z3A-B75-GF-PRK-JETF-2634 | BUILDING D75 | 1 | FLAKT WOODS | 35JT-3SP-UBD-TB | Working |  |  |  | 24/9/2024 | 24/12/2024 | 25/3/2025 | 24/6/2025 | 24/10/2025 | 23/2/2026 | 25/6/2026 | 25/10/2026 | 2026-02-23 | 2025-10-24 | PPM-Electrical | 461
PPM-00461 | In-house PPM | ELECTRICAL | QUARTERLY | 3 | 0 | JET FAN | JET FAN,MB-Z3-D75GF-JETF-2635,PARKING,GROUND FLOOR,BUILDING D-75,ZONE 3A(ZAHA),SBJ | SBJ-Z3A-B75-GF-PRK-JETF-2635 | BUILDING D75 | 1 | FLAKT WOODS | 35JT-3SP-UBD-TB | Working |  |  |  | 24/9/2024 | 24/12/2024 | 25/3/2025 | 24/6/2025 | 24/10/2025 | 23/2/2026 | 25/6/2026 | 25/10/2026 | 2026-02-23 | 2025-10-24 | PPM-Electrical | 462
PPM-00462 | In-house PPM | ELECTRICAL | QUARTERLY | 3 | 0 | ELECTRICAL FITTINGS & FIXTURES | ELECTRICAL FITTINGS AND FIXTURES,BUILDING D-74,ZONE 3A(ZAHA),SBJ | SBJ-Z3A-B74-EFF | BUILDING D74 | 1 |  |  | Working |  |  |  | 24/9/2024 | 24/12/2024 | 25/3/2025 | 24/6/2025 | 24/10/2025 | 23/2/2026 | 25/6/2026 | 25/10/2026 | 2026-02-23 | 2025-10-24 | PPM-Electrical | 463
PPM-00463 | In-house PPM | ELECTRICAL | QUARTERLY | 3 | 0 | JET FAN CONTROL | JET FAN CONTROL,MB-Z3-D74GF-JETCP-2486,ELECTRICAL ROOM,GROUND FLOOR,BUILDING D-74,ZONE 3A(ZAHA),SBJ | SBJ-Z3A-B74-GF-ELR-JETCP-2486 | BUILDING D74 | 1 | AL KIYUMI |  | Working |  |  |  | 24/9/2024 | 24/12/2024 | 25/3/2025 | 24/6/2025 | 24/10/2025 | 23/2/2026 | 25/6/2026 | 25/10/2026 | 2026-02-23 | 2025-10-24 | PPM-Electrical | 464
PPM-00464 | In-house PPM | ELECTRICAL | QUARTERLY | 3 | 0 | LIGHT CONTROL PANEL | LIGHT CONTROL PANEL,MB-Z3-D74GF-ELLCP-2507,ELECTRICAL ROOM,GROUND FLOOR,BUILDING D-74,ZONE 3A(ZAHA),SBJ | SBJ-Z3A-B74-GF-ELR-ELLCP-2507 | BUILDING D74 | 1 | AL KIYUMI |  | Working |  |  |  | 24/9/2024 | 24/12/2024 | 25/3/2025 | 24/6/2025 | 24/10/2025 | 23/2/2026 | 25/6/2026 | 25/10/2026 | 2026-02-23 | 2025-10-24 | PPM-Electrical | 465
PPM-00465 | In-house PPM | ELECTRICAL | QUARTERLY | 3 | 0 | POWER DB | POWER DB,MB-Z3-D74GF-ELDB-2528,ELECTRICAL ROOM,GROUND FLOOR,BUILDING D-74,ZONE 3A(ZAHA),SBJ | SBJ-Z3A-B74-GF-ELR-ELDB-2528 | BUILDING D74 | 1 | ABB |  | Working |  |  |  | 24/9/2024 | 24/12/2024 | 25/3/2025 | 24/6/2025 | 24/10/2025 | 23/2/2026 | 25/6/2026 | 25/10/2026 | 2026-02-23 | 2025-10-24 | PPM-Electrical | 466
PPM-00466 | In-house PPM | ELECTRICAL | QUARTERLY | 3 | 0 | SUB MAIN POWER DB | SUB MAIN POWER DB,MB-Z3-D74GF-SMDB-2549,ELECTRICAL ROOM,GROUND FLOOR,BUILDING D-74,ZONE 3A(ZAHA),SBJ | SBJ-Z3A-B74-GF-ELR-SMDB-2549 | BUILDING D74 | 1 | AL KIYUMI |  | Working |  |  |  | 24/9/2024 | 24/12/2024 | 25/3/2025 | 24/6/2025 | 24/10/2025 | 23/2/2026 | 25/6/2026 | 25/10/2026 | 2026-02-23 | 2025-10-24 | PPM-Electrical | 467
PPM-00467 | In-house PPM | ELECTRICAL | QUARTERLY | 3 | 0 | SUB MAIN POWER DB | SUB MAIN POWER DB,MB-Z3-D74GF-SMDB-2570,ELECTRICAL ROOM,GROUND FLOOR,BUILDING D-74,ZONE 3A(ZAHA),SBJ | SBJ-Z3A-B74-GF-ELR-SMDB-2570 | BUILDING D74 | 1 | FLAKT WOODS |  | Working |  |  |  | 24/9/2024 | 24/12/2024 | 25/3/2025 | 24/6/2025 | 24/10/2025 | 23/2/2026 | 25/6/2026 | 25/10/2026 | 2026-02-23 | 2025-10-24 | PPM-Electrical | 468
PPM-00468 | In-house PPM | ELECTRICAL | QUARTERLY | 3 | 0 | EXHAUST FAN | EXHAUST FAN,MB-Z3-D74GF-JETF-2592,PARKING,GROUND FLOOR,BUILDING D-74,ZONE 3A(ZAHA),SBJ | SBJ-Z3A-B74-GF-PRK-JETF-2592 | BUILDING D74 | 1 | FLAKT WOODS | HT035JM | Working |  |  |  | 24/9/2024 | 24/12/2024 | 25/3/2025 | 24/6/2025 | 24/10/2025 | 23/2/2026 | 25/6/2026 | 25/10/2026 | 2026-02-23 | 2025-10-24 | PPM-Electrical | 469
PPM-00469 | In-house PPM | ELECTRICAL | QUARTERLY | 3 | 0 | EXHAUST FAN | EXHAUST FAN,MB-Z3-D74GF-JETF-2593,PARKING,GROUND FLOOR,BUILDING D-74,ZONE 3A(ZAHA),SBJ | SBJ-Z3A-B74-GF-PRK-JETF-2593 | BUILDING D74 | 1 | FLAKT WOODS | HT035JM | Working |  |  |  | 25/9/2024 | 25/12/2024 | 26/3/2025 | 25/6/2025 | 25/10/2025 | 24/2/2026 | 26/6/2026 | 26/10/2026 | 2026-02-24 | 2025-10-25 | PPM-Electrical | 470
PPM-00470 | In-house PPM | ELECTRICAL | QUARTERLY | 3 | 0 | JET FAN | JET FAN,MB-Z3-D74GF-JETF-2636,PARKING,GROUND FLOOR,BUILDING D-74,ZONE 3A(ZAHA),SBJ | SBJ-Z3A-B74-GF-PRK-JETF-2636 | BUILDING D74 | 1 | FLAKT WOODS | 35JT-3SP-UBD-TB | Working |  |  |  | 25/9/2024 | 25/12/2024 | 26/3/2025 | 25/6/2025 | 25/10/2025 | 24/2/2026 | 26/6/2026 | 26/10/2026 | 2026-02-24 | 2025-10-25 | PPM-Electrical | 471
PPM-00471 | In-house PPM | ELECTRICAL | QUARTERLY | 3 | 0 | JET FAN | JET FAN,MB-Z3-D74GF-JETF-2637,PARKING,GROUND FLOOR,BUILDING D-74,ZONE 3A(ZAHA),SBJ | SBJ-Z3A-B74-GF-PRK-JETF-2637 | BUILDING D74 | 1 | FLAKT WOODS | 35JT-3SP-UBD-TB | Working |  |  |  | 25/9/2024 | 25/12/2024 | 26/3/2025 | 25/6/2025 | 25/10/2025 | 24/2/2026 | 26/6/2026 | 26/10/2026 | 2026-02-24 | 2025-10-25 | PPM-Electrical | 472
PPM-00472 | In-house PPM | ELECTRICAL | QUARTERLY | 3 | 0 | JET FAN | JET FAN,MB-Z3-D74GF-JETF-2638,PARKING,GROUND FLOOR,BUILDING D-74,ZONE 3A(ZAHA),SBJ | SBJ-Z3A-B74-GF-PRK-JETF-2638 | BUILDING D74 | 1 | FLAKT WOODS | 35JT-3SP-UBD-TB | Working |  |  |  | 25/9/2024 | 25/12/2024 | 26/3/2025 | 25/6/2025 | 25/10/2025 | 24/2/2026 | 26/6/2026 | 26/10/2026 | 2026-02-24 | 2025-10-25 | PPM-Electrical | 473
PPM-00473 | In-house PPM | ELECTRICAL | QUARTERLY | 3 | 0 | JET FAN | JET FAN,MB-Z3-D74GF-JETF-2639,PARKING,GROUND FLOOR,BUILDING D-74,ZONE 3A(ZAHA),SBJ | SBJ-Z3A-B74-GF-PRK-JETF-2639 | BUILDING D74 | 1 | FLAKT WOODS | 35JT-3SP-UBD-TB | Working |  |  |  | 25/9/2024 | 25/12/2024 | 26/3/2025 | 25/6/2025 | 25/10/2025 | 24/2/2026 | 26/6/2026 | 26/10/2026 | 2026-02-24 | 2025-10-25 | PPM-Electrical | 474
PPM-00474 | In-house PPM | ELECTRICAL | QUARTERLY | 3 | 0 | JET FAN CONTROL | JET FAN CONTROL,MB-Z3-D44GF-JETCP-2487,ELECTRICAL ROOM,GROUND FLOOR,BUILDING D-44,ZONE 3A(ZAHA),SBJ | SBJ-Z3A-B44-GF-ELR-JETCP-2487 | BUILDING D44 | 1 | AL KIYUMI |  | Working |  |  |  | 25/9/2024 | 25/12/2024 | 26/3/2025 | 25/6/2025 | 25/10/2025 | 24/2/2026 | 26/6/2026 | 26/10/2026 | 2026-02-24 | 2025-10-25 | PPM-Electrical | 475
PPM-00475 | In-house PPM | ELECTRICAL | QUARTERLY | 3 | 0 | LIGHT CONTROL PANEL | LIGHT CONTROL PANEL,MB-Z3-D44GF-ELLCP-2508,ELECTRICAL ROOM,GROUND FLOOR,BUILDING D-44,ZONE 3A(ZAHA),SBJ | SBJ-Z3A-B44-GF-ELR-ELLCP-2508 | BUILDING D44 | 1 | AL KIYUMI |  | Working |  |  |  | 25/9/2024 | 25/12/2024 | 26/3/2025 | 25/6/2025 | 25/10/2025 | 24/2/2026 | 26/6/2026 | 26/10/2026 | 2026-02-24 | 2025-10-25 | PPM-Electrical | 476
PPM-00476 | In-house PPM | ELECTRICAL | QUARTERLY | 3 | 0 | POWER DB | POWER DB,MB-Z3-D44GF-ELDB-2529,ELECTRICAL ROOM,GROUND FLOOR,BUILDING D-44,ZONE 3A(ZAHA),SBJ | SBJ-Z3A-B44-GF-ELR-ELDB-2529 | BUILDING D44 | 1 | ABB |  | Working |  |  |  | 25/9/2024 | 25/12/2024 | 26/3/2025 | 25/6/2025 | 25/10/2025 | 24/2/2026 | 26/6/2026 | 26/10/2026 | 2026-02-24 | 2025-10-25 | PPM-Electrical | 477
PPM-00477 | In-house PPM | ELECTRICAL | QUARTERLY | 3 | 0 | SUB MAIN POWER DB | SUB MAIN POWER DB,MB-Z3-D44GF-SMDB-2550,ELECTRICAL ROOM,GROUND FLOOR,BUILDING D-44,ZONE 3A(ZAHA),SBJ | SBJ-Z3A-B44-GF-ELR-SMDB-2550 | BUILDING D44 | 1 | AL KIYUMI |  | Working |  |  |  | 25/9/2024 | 25/12/2024 | 26/3/2025 | 25/6/2025 | 25/10/2025 | 24/2/2026 | 26/6/2026 | 26/10/2026 | 2026-02-24 | 2025-10-25 | PPM-Electrical | 478
PPM-00478 | In-house PPM | ELECTRICAL | QUARTERLY | 3 | 0 | SUB MAIN POWER DB | SUB MAIN POWER DB,MB-Z3-D44GF-SMDB-2571,ELECTRICAL ROOM,GROUND FLOOR,BUILDING D-44,ZONE 3A(ZAHA),SBJ | SBJ-Z3A-B44-GF-ELR-SMDB-2571 | BUILDING D44 | 1 | FLAKT WOODS |  | Working |  |  |  | 25/9/2024 | 25/12/2024 | 26/3/2025 | 25/6/2025 | 25/10/2025 | 24/2/2026 | 26/6/2026 | 26/10/2026 | 2026-02-24 | 2025-10-25 | PPM-Electrical | 479
PPM-00479 | In-house PPM | ELECTRICAL | QUARTERLY | 3 | 0 | EXHAUST FAN | EXHAUST FAN,MB-Z3-D44GF-JETF-2594,PARKING,GROUND FLOOR,BUILDING D-44,ZONE 3A(ZAHA),SBJ | SBJ-Z3A-B44-GF-PRK-JETF-2594 | BUILDING D44 | 1 | FLAKT WOODS | HT035JM | Working |  |  |  | 26/9/2024 | 26/12/2024 | 27/3/2025 | 26/6/2025 | 26/10/2025 | 25/2/2026 | 27/6/2026 | 27/10/2026 | 2026-02-25 | 2025-10-26 | PPM-Electrical | 480
PPM-00480 | In-house PPM | ELECTRICAL | QUARTERLY | 3 | 0 | EXHAUST FAN | EXHAUST FAN,MB-Z3-D44GF-JETF-2595,PARKING,GROUND FLOOR,BUILDING D-44,ZONE 3A(ZAHA),SBJ | SBJ-Z3A-B44-GF-PRK-JETF-2595 | BUILDING D44 | 1 | FLAKT WOODS | HT035JM | Working |  |  |  | 26/9/2024 | 26/12/2024 | 27/3/2025 | 26/6/2025 | 26/10/2025 | 25/2/2026 | 27/6/2026 | 27/10/2026 | 2026-02-25 | 2025-10-26 | PPM-Electrical | 481
PPM-00481 | In-house PPM | ELECTRICAL | QUARTERLY | 3 | 0 | JET FAN | JET FAN,MB-Z3-D44GF-JETF-2640,PARKING,GROUND FLOOR,BUILDING D-44,ZONE 3A(ZAHA),SBJ | SBJ-Z3A-B44-GF-PRK-JETF-2640 | BUILDING D44 | 1 | FLAKT WOODS | 35JT-3SP-UBD-TB | Working |  |  |  | 26/9/2024 | 26/12/2024 | 27/3/2025 | 26/6/2025 | 26/10/2025 | 25/2/2026 | 27/6/2026 | 27/10/2026 | 2026-02-25 | 2025-10-26 | PPM-Electrical | 482
PPM-00482 | In-house PPM | ELECTRICAL | QUARTERLY | 3 | 0 | JET FAN | JET FAN,MB-Z3-D44GF-JETF-2641,PARKING,GROUND FLOOR,BUILDING D-44,ZONE 3A(ZAHA),SBJ | SBJ-Z3A-B44-GF-PRK-JETF-2641 | BUILDING D44 | 1 | FLAKT WOODS | 35JT-3SP-UBD-TB | Working |  |  |  | 26/9/2024 | 26/12/2024 | 27/3/2025 | 26/6/2025 | 26/10/2025 | 25/2/2026 | 27/6/2026 | 27/10/2026 | 2026-02-25 | 2025-10-26 | PPM-Electrical | 483
PPM-00483 | In-house PPM | ELECTRICAL | QUARTERLY | 3 | 0 | JET FAN | JET FAN,MB-Z3-D44GF-JETF-2642,PARKING,GROUND FLOOR,BUILDING D-44,ZONE 3A(ZAHA),SBJ | SBJ-Z3A-B44-GF-PRK-JETF-2642 | BUILDING D44 | 1 | FLAKT WOODS | 35JT-3SP-UBD-TB | Working |  |  |  | 26/9/2024 | 26/12/2024 | 27/3/2025 | 26/6/2025 | 26/10/2025 | 25/2/2026 | 27/6/2026 | 27/10/2026 | 2026-02-25 | 2025-10-26 | PPM-Electrical | 484
PPM-00484 | In-house PPM | ELECTRICAL | QUARTERLY | 3 | 0 | JET FAN | JET FAN,MB-Z3-D44GF-JETF-2643,PARKING,GROUND FLOOR,BUILDING D-44,ZONE 3A(ZAHA),SBJ | SBJ-Z3A-B44-GF-PRK-JETF-2643 | BUILDING D44 | 1 | FLAKT WOODS | 35JT-3SP-UBD-TB | Working |  |  |  | 26/9/2024 | 26/12/2024 | 27/3/2025 | 26/6/2025 | 26/10/2025 | 25/2/2026 | 27/6/2026 | 27/10/2026 | 2026-02-25 | 2025-10-26 | PPM-Electrical | 485
PPM-00485 | In-house PPM | ELECTRICAL | QUARTERLY | 3 | 0 | ELECTRICAL FITTINGS & FIXTURES | ELECTRICAL FITTINGS AND FIXTURES,BUILDING D-44,ZONE 3A(ZAHA),SBJ | SBJ-Z3A-B44-EFF | BUILDING D44 | 1 |  |  | Working |  |  |  | 26/9/2024 | 26/12/2024 | 27/3/2025 | 26/6/2025 | 26/10/2025 | 25/2/2026 | 27/6/2026 | 27/10/2026 | 2026-02-25 | 2025-10-26 | PPM-Electrical | 486
PPM-00486 | In-house PPM | ELECTRICAL | QUARTERLY | 3 | 0 | JET FAN CONTROL | JET FAN CONTROL,MB-Z3-D45GF-JETCP-2488,ELECTRICAL ROOM,GROUND FLOOR,BUILDING D-45,ZONE 3A(ZAHA),SBJ | SBJ-Z3A-B45-GF-ELR-JETCP-2488 | BUILDING D45 | 1 | AL KIYUMI |  | Working |  |  |  | 26/9/2024 | 26/12/2024 | 27/3/2025 | 26/6/2025 | 26/10/2025 | 25/2/2026 | 27/6/2026 | 27/10/2026 | 2026-02-25 | 2025-10-26 | PPM-Electrical | 487
PPM-00487 | In-house PPM | ELECTRICAL | QUARTERLY | 3 | 0 | LIGHT CONTROL PANEL | LIGHT CONTROL PANEL,MB-Z3-D45GF-ELLCP-2509,ELECTRICAL ROOM,GROUND FLOOR,BUILDING D-45,ZONE 3A(ZAHA),SBJ | SBJ-Z3A-B45-GF-ELR-ELLCP-2509 | BUILDING D45 | 1 | AL KIYUMI |  | Working |  |  |  | 26/9/2024 | 26/12/2024 | 27/3/2025 | 26/6/2025 | 26/10/2025 | 25/2/2026 | 27/6/2026 | 27/10/2026 | 2026-02-25 | 2025-10-26 | PPM-Electrical | 488
PPM-00488 | In-house PPM | ELECTRICAL | QUARTERLY | 3 | 0 | POWER DB | POWER DB,MB-Z3-D45GF-ELDB-2530,ELECTRICAL ROOM,GROUND FLOOR,BUILDING D-45,ZONE 3A(ZAHA),SBJ | SBJ-Z3A-B45-GF-ELR-ELDB-2530 | BUILDING D45 | 1 | ABB |  | Working |  |  |  | 26/9/2024 | 26/12/2024 | 27/3/2025 | 26/6/2025 | 26/10/2025 | 25/2/2026 | 27/6/2026 | 27/10/2026 | 2026-02-25 | 2025-10-26 | PPM-Electrical | 489
PPM-00489 | In-house PPM | ELECTRICAL | QUARTERLY | 3 | 0 | SUB MAIN POWER DB | SUB MAIN POWER DB,MB-Z3-D45GF-SMDB-2551,ELECTRICAL ROOM,GROUND FLOOR,BUILDING D-45,ZONE 3A(ZAHA),SBJ | SBJ-Z3A-B45-GF-ELR-SMDB-2551 | BUILDING D45 | 1 | AL KIYUMI |  | Working |  |  |  | 26/9/2024 | 26/12/2024 | 27/3/2025 | 26/6/2025 | 26/10/2025 | 25/2/2026 | 27/6/2026 | 27/10/2026 | 2026-02-25 | 2025-10-26 | PPM-Electrical | 490
PPM-00490 | In-house PPM | ELECTRICAL | QUARTERLY | 3 | 0 | SUB MAIN POWER DB | SUB MAIN POWER DB,MB-Z3-D45GF-SMDB-2572,ELECTRICAL ROOM,GROUND FLOOR,BUILDING D-45,ZONE 3A(ZAHA),SBJ | SBJ-Z3A-B45-GF-ELR-SMDB-2572 | BUILDING D45 | 1 | FLAKT WOODS |  | Working |  |  |  | 26/9/2024 | 26/12/2024 | 27/3/2025 | 26/6/2025 | 26/10/2025 | 25/2/2026 | 27/6/2026 | 27/10/2026 | 2026-02-25 | 2025-10-26 | PPM-Electrical | 491
PPM-00491 | In-house PPM | ELECTRICAL | QUARTERLY | 3 | 0 | EXHAUST FAN | EXHAUST FAN,MB-Z3-D45GF-JETF-2596,PARKING,GROUND FLOOR,BUILDING D-45,ZONE 3A(ZAHA),SBJ | SBJ-Z3A-B45-GF-PRK-JETF-2596 | BUILDING D45 | 1 | FLAKT WOODS | HT035JM | Working |  |  |  | 28/9/2024 | 28/12/2024 | 29/3/2025 | 28/6/2025 | 28/10/2025 | 27/2/2026 | 29/6/2026 | 29/10/2026 | 2026-02-27 | 2025-10-28 | PPM-Electrical | 492
PPM-00492 | In-house PPM | ELECTRICAL | QUARTERLY | 3 | 0 | EXHAUST FAN | EXHAUST FAN,MB-Z3-D45GF-JETF-2597,PARKING,GROUND FLOOR,BUILDING D-45,ZONE 3A(ZAHA),SBJ | SBJ-Z3A-B45-GF-PRK-JETF-2597 | BUILDING D45 | 1 | FLAKT WOODS | HT035JM | Working |  |  |  | 28/9/2024 | 28/12/2024 | 29/3/2025 | 28/6/2025 | 28/10/2025 | 27/2/2026 | 29/6/2026 | 29/10/2026 | 2026-02-27 | 2025-10-28 | PPM-Electrical | 493
PPM-00493 | In-house PPM | ELECTRICAL | QUARTERLY | 3 | 0 | JET FAN | JET FAN,MB-Z3-D45GF-JETF-2644,PARKING,GROUND FLOOR,BUILDING D-45,ZONE 3A(ZAHA),SBJ | SBJ-Z3A-B45-GF-PRK-JETF-2644 | BUILDING D45 | 1 | FLAKT WOODS | 35JT-3SP-UBD-TB | Working |  |  |  | 28/9/2024 | 28/12/2024 | 29/3/2025 | 28/6/2025 | 28/10/2025 | 27/2/2026 | 29/6/2026 | 29/10/2026 | 2026-02-27 | 2025-10-28 | PPM-Electrical | 494
PPM-00494 | In-house PPM | ELECTRICAL | QUARTERLY | 3 | 0 | JET FAN | JET FAN,MB-Z3-D45GF-JETF-2645,PARKING,GROUND FLOOR,BUILDING D-45,ZONE 3A(ZAHA),SBJ | SBJ-Z3A-B45-GF-PRK-JETF-2645 | BUILDING D45 | 1 | FLAKT WOODS | 35JT-3SP-UBD-TB | Working |  |  |  | 28/9/2024 | 28/12/2024 | 29/3/2025 | 28/6/2025 | 28/10/2025 | 27/2/2026 | 29/6/2026 | 29/10/2026 | 2026-02-27 | 2025-10-28 | PPM-Electrical | 495
PPM-00495 | In-house PPM | ELECTRICAL | QUARTERLY | 3 | 0 | JET FAN | JET FAN,MB-Z3-D45GF-JETF-2646,PARKING,GROUND FLOOR,BUILDING D-45,ZONE 3A(ZAHA),SBJ | SBJ-Z3A-B45-GF-PRK-JETF-2646 | BUILDING D45 | 1 | FLAKT WOODS | 35JT-3SP-UBD-TB | Working |  |  |  | 28/9/2024 | 28/12/2024 | 29/3/2025 | 28/6/2025 | 28/10/2025 | 27/2/2026 | 29/6/2026 | 29/10/2026 | 2026-02-27 | 2025-10-28 | PPM-Electrical | 496
PPM-00496 | In-house PPM | ELECTRICAL | QUARTERLY | 3 | 0 | JET FAN | JET FAN,MB-Z3-D45GF-JETF-2647,PARKING,GROUND FLOOR,BUILDING D-45,ZONE 3A(ZAHA),SBJ | SBJ-Z3A-B45-GF-PRK-JETF-2647 | BUILDING D45 | 1 | FLAKT WOODS | 35JT-3SP-UBD-TB | Working |  |  |  | 28/9/2024 | 28/12/2024 | 29/3/2025 | 28/6/2025 | 28/10/2025 | 27/2/2026 | 29/6/2026 | 29/10/2026 | 2026-02-27 | 2025-10-28 | PPM-Electrical | 497
PPM-00497 | In-house PPM | ELECTRICAL | QUARTERLY | 3 | 0 | ELECTRICAL FITTINGS & FIXTURES | ELECTRICAL FITTINGS AND FIXTURES,BUILDING D-45,ZONE 3A(ZAHA),SBJ | SBJ-Z3A-B45-EFF | BUILDING D45 | 1 |  |  | Working |  |  |  | 28/9/2024 | 28/12/2024 | 29/3/2025 | 28/6/2025 | 28/10/2025 | 27/2/2026 | 29/6/2026 | 29/10/2026 | 2026-02-27 | 2025-10-28 | PPM-Electrical | 498
PPM-00498 | In-house PPM | ELECTRICAL | QUARTERLY | 3 | 0 | JET FAN CONTROL | JET FAN CONTROL,MB-Z3-D46GF-JETCP-2489,ELECTRICAL ROOM,GROUND FLOOR,BUILDING D-45,ZONE 3A(ZAHA),SBJ | SBJ-Z3A-B46-GF-ELR-JETCP-2488 | BUILDING D46 | 1 | AL KIYUMI |  | Working |  |  |  | 28/9/2024 | 28/12/2024 | 29/3/2025 | 28/6/2025 | 28/10/2025 | 27/2/2026 | 29/6/2026 | 29/10/2026 | 2026-02-27 | 2025-10-28 | PPM-Electrical | 499
PPM-00499 | In-house PPM | ELECTRICAL | QUARTERLY | 3 | 0 | LIGHT CONTROL PANEL | LIGHT CONTROL PANEL,MB-Z3-D46GF-ELLCP-2510,ELECTRICAL ROOM,GROUND FLOOR,BUILDING D-45,ZONE 3A(ZAHA),SBJ | SBJ-Z3A-B46-GF-ELR-ELLCP-2509 | BUILDING D46 | 1 | AL KIYUMI |  | Working |  |  |  | 28/9/2024 | 28/12/2024 | 29/3/2025 | 28/6/2025 | 28/10/2025 | 27/2/2026 | 29/6/2026 | 29/10/2026 | 2026-02-27 | 2025-10-28 | PPM-Electrical | 500
PPM-00500 | In-house PPM | ELECTRICAL | QUARTERLY | 3 | 0 | POWER DB | POWER DB,MB-Z3-D46GF-ELDB-2531,ELECTRICAL ROOM,GROUND FLOOR,BUILDING D-45,ZONE 3A(ZAHA),SBJ | SBJ-Z3A-B46-GF-ELR-ELDB-2530 | BUILDING D46 | 1 | ABB |  | Working |  |  |  | 28/9/2024 | 28/12/2024 | 29/3/2025 | 28/6/2025 | 28/10/2025 | 27/2/2026 | 29/6/2026 | 29/10/2026 | 2026-02-27 | 2025-10-28 | PPM-Electrical | 501
PPM-00501 | In-house PPM | ELECTRICAL | QUARTERLY | 3 | 0 | SUB MAIN POWER DB | SUB MAIN POWER DB,MB-Z3-D46GF-SMDB-2552,ELECTRICAL ROOM,GROUND FLOOR,BUILDING D-45,ZONE 3A(ZAHA),SBJ | SBJ-Z3A-B46-GF-ELR-SMDB-2551 | BUILDING D46 | 1 | AL KIYUMI |  | Working |  |  |  | 29/9/2024 | 29/12/2024 | 30/3/2025 | 29/6/2025 | 29/10/2025 | 28/2/2026 | 30/6/2026 | 30/10/2026 | 2026-02-28 | 2025-10-29 | PPM-Electrical | 502
PPM-00502 | In-house PPM | ELECTRICAL | QUARTERLY | 3 | 0 | SUB MAIN POWER DB | SUB MAIN POWER DB,MB-Z3-D46GF-SMDB-2573,ELECTRICAL ROOM,GROUND FLOOR,BUILDING D-45,ZONE 3A(ZAHA),SBJ | SBJ-Z3A-B46-GF-ELR-SMDB-2572 | BUILDING D46 | 1 | FLAKT WOODS |  | Working |  |  |  | 29/9/2024 | 29/12/2024 | 30/3/2025 | 29/6/2025 | 29/10/2025 | 28/2/2026 | 30/6/2026 | 30/10/2026 | 2026-02-28 | 2025-10-29 | PPM-Electrical | 503
PPM-00503 | In-house PPM | ELECTRICAL | QUARTERLY | 3 | 0 | EXHAUST FAN | EXHAUST FAN,MB-Z3-D46GF-JETF-2598,PARKING,GROUND FLOOR,BUILDING D-45,ZONE 3A(ZAHA),SBJ | SBJ-Z3A-B46-GF-PRK-JETF-2598 | BUILDING D46 | 1 | FLAKT WOODS | HT035JM | Working |  |  |  | 29/9/2024 | 29/12/2024 | 30/3/2025 | 29/6/2025 | 29/10/2025 | 28/2/2026 | 30/6/2026 | 30/10/2026 | 2026-02-28 | 2025-10-29 | PPM-Electrical | 504
PPM-00504 | In-house PPM | ELECTRICAL | QUARTERLY | 3 | 0 | EXHAUST FAN | EXHAUST FAN,MB-Z3-D46GF-JETF-2599,PARKING,GROUND FLOOR,BUILDING D-45,ZONE 3A(ZAHA),SBJ | SBJ-Z3A-B46-GF-PRK-JETF-2599 | BUILDING D46 | 1 | FLAKT WOODS | HT035JM | Working |  |  |  | 29/9/2024 | 29/12/2024 | 30/3/2025 | 29/6/2025 | 29/10/2025 | 28/2/2026 | 30/6/2026 | 30/10/2026 | 2026-02-28 | 2025-10-29 | PPM-Electrical | 505
PPM-00505 | In-house PPM | ELECTRICAL | QUARTERLY | 3 | 0 | JET FAN | JET FAN,MB-Z3-D46GF-JETF-2648,PARKING,GROUND FLOOR,BUILDING D-45,ZONE 3A(ZAHA),SBJ | SBJ-Z3A-B46-GF-PRK-JETF-2648 | BUILDING D46 | 1 | FLAKT WOODS | 35JT-3SP-UBD-TB | Working |  |  |  | 29/9/2024 | 29/12/2024 | 30/3/2025 | 29/6/2025 | 29/10/2025 | 28/2/2026 | 30/6/2026 | 30/10/2026 | 2026-02-28 | 2025-10-29 | PPM-Electrical | 506
PPM-00506 | In-house PPM | ELECTRICAL | QUARTERLY | 3 | 0 | JET FAN | JET FAN,MB-Z3-D46GF-JETF-2649,PARKING,GROUND FLOOR,BUILDING D-45,ZONE 3A(ZAHA),SBJ | SBJ-Z3A-B46-GF-PRK-JETF-2649 | BUILDING D46 | 1 | FLAKT WOODS | 35JT-3SP-UBD-TB | Working |  |  |  | 29/9/2024 | 29/12/2024 | 30/3/2025 | 29/6/2025 | 29/10/2025 | 28/2/2026 | 30/6/2026 | 30/10/2026 | 2026-02-28 | 2025-10-29 | PPM-Electrical | 507
PPM-00507 | In-house PPM | ELECTRICAL | QUARTERLY | 3 | 0 | JET FAN | JET FAN,MB-Z3-D46GF-JETF-2650,PARKING,GROUND FLOOR,BUILDING D-45,ZONE 3A(ZAHA),SBJ | SBJ-Z3A-B46-GF-PRK-JETF-2650 | BUILDING D46 | 1 | FLAKT WOODS | 35JT-3SP-UBD-TB | Working |  |  |  | 29/9/2024 | 29/12/2024 | 30/3/2025 | 29/6/2025 | 29/10/2025 | 28/2/2026 | 30/6/2026 | 30/10/2026 | 2026-02-28 | 2025-10-29 | PPM-Electrical | 508
PPM-00508 | In-house PPM | ELECTRICAL | QUARTERLY | 3 | 0 | JET FAN | JET FAN,MB-Z3-D46GF-JETF-2651,PARKING,GROUND FLOOR,BUILDING D-45,ZONE 3A(ZAHA),SBJ | SBJ-Z3A-B46-GF-PRK-JETF-2651 | BUILDING D46 | 1 | FLAKT WOODS | 35JT-3SP-UBD-TB | Working |  |  |  | 29/9/2024 | 29/12/2024 | 30/3/2025 | 29/6/2025 | 29/10/2025 | 28/2/2026 | 30/6/2026 | 30/10/2026 | 2026-02-28 | 2025-10-29 | PPM-Electrical | 509
PPM-00509 | In-house PPM | ELECTRICAL | QUARTERLY | 3 | 0 | ELECTRICAL FITTINGS & FIXTURES | ELECTRICAL FITTINGS AND FIXTURES,BUILDING D-46,ZONE 3A(ZAHA),SBJ | SBJ-Z3A-B46-EFF | BUILDING D46 | 1 |  |  | Working |  |  |  | 29/9/2024 | 29/12/2024 | 30/3/2025 | 29/6/2025 | 29/10/2025 | 28/2/2026 | 30/6/2026 | 30/10/2026 | 2026-02-28 | 2025-10-29 | PPM-Electrical | 510
PPM-00510 | In-house PPM | ELECTRICAL | QUARTERLY | 3 | 0 | JET FAN CONTROL | JET FAN CONTROL,MB-Z3-D47GF-JETCP-2490,ELECTRICAL ROOM,GROUND FLOOR,BUILDING D-47,ZONE 3A(ZAHA),SBJ | SBJ-Z3A-B47-GF-ELR-JETCP-2490 | BUILDING D47 | 1 | AL KIYUMI |  | Working |  |  |  | 29/9/2024 | 29/12/2024 | 30/3/2025 | 29/6/2025 | 29/10/2025 | 28/2/2026 | 30/6/2026 | 30/10/2026 | 2026-02-28 | 2025-10-29 | PPM-Electrical | 511
PPM-00511 | In-house PPM | ELECTRICAL | QUARTERLY | 3 | 0 | LIGHT CONTROL PANEL | LIGHT CONTROL PANEL,MB-Z3-D47GF-ELLCP-2511,ELECTRICAL ROOM,GROUND FLOOR,BUILDING D-47,ZONE 3A(ZAHA),SBJ | SBJ-Z3A-B47-GF-ELR-ELLCP-2511 | BUILDING D47 | 1 | AL KIYUMI |  | Working |  |  |  | 29/9/2024 | 29/12/2024 | 30/3/2025 | 29/6/2025 | 29/10/2025 | 28/2/2026 | 30/6/2026 | 30/10/2026 | 2026-02-28 | 2025-10-29 | PPM-Electrical | 512
PPM-00512 | In-house PPM | ELECTRICAL | QUARTERLY | 3 | 0 | POWER DB | POWER DB,MB-Z3-D47GF-ELDB-2532,ELECTRICAL ROOM,GROUND FLOOR,BUILDING D-47,ZONE 3A(ZAHA),SBJ | SBJ-Z3A-B47-GF-ELR-ELDB-2532 | BUILDING D47 | 1 | ABB |  | Working |  |  |  | 30/9/2024 | 30/12/2024 | 31/3/2025 | 30/6/2025 | 30/10/2025 | 1/3/2026 | 1/7/2026 | 31/10/2026 | 2026-03-01 | 2025-10-30 | PPM-Electrical | 513
PPM-00513 | In-house PPM | ELECTRICAL | QUARTERLY | 3 | 0 | SUB MAIN POWER DB | SUB MAIN POWER DB,MB-Z3-D47GF-SMDB-2553,ELECTRICAL ROOM,GROUND FLOOR,BUILDING D-47,ZONE 3A(ZAHA),SBJ | SBJ-Z3A-B47-GF-ELR-SMDB-2553 | BUILDING D47 | 1 | AL KIYUMI |  | Working |  |  |  | 30/9/2024 | 30/12/2024 | 31/3/2025 | 30/6/2025 | 30/10/2025 | 1/3/2026 | 1/7/2026 | 31/10/2026 | 2026-03-01 | 2025-10-30 | PPM-Electrical | 514
PPM-00514 | In-house PPM | ELECTRICAL | QUARTERLY | 3 | 0 | SUB MAIN POWER DB | SUB MAIN POWER DB,MB-Z3-D47GF-SMDB-2574,ELECTRICAL ROOM,GROUND FLOOR,BUILDING D-47,ZONE 3A(ZAHA),SBJ | SBJ-Z3A-B47-GF-ELR-SMDB-2574 | BUILDING D47 | 1 | FLAKT WOODS |  | Working |  |  |  | 30/9/2024 | 30/12/2024 | 31/3/2025 | 30/6/2025 | 30/10/2025 | 1/3/2026 | 1/7/2026 | 31/10/2026 | 2026-03-01 | 2025-10-30 | PPM-Electrical | 515
PPM-00515 | In-house PPM | ELECTRICAL | QUARTERLY | 3 | 0 | EXHAUST FAN | EXHAUST FAN,MB-Z3-D47GF-JETF-2600,PARKING,GROUND FLOOR,BUILDING D-47,ZONE 3A(ZAHA),SBJ | SBJ-Z3A-B47-GF-PRK-JETF-2600 | BUILDING D47 | 1 | FLAKT WOODS | HT035JM | Working |  |  |  | 30/9/2024 | 30/12/2024 | 31/3/2025 | 30/6/2025 | 30/10/2025 | 1/3/2026 | 1/7/2026 | 31/10/2026 | 2026-03-01 | 2025-10-30 | PPM-Electrical | 516
PPM-00516 | In-house PPM | ELECTRICAL | QUARTERLY | 3 | 0 | EXHAUST FAN | EXHAUST FAN,MB-Z3-D47GF-JETF-2601,PARKING,GROUND FLOOR,BUILDING D-47,ZONE 3A(ZAHA),SBJ | SBJ-Z3A-B47-GF-PRK-JETF-2601 | BUILDING D47 | 1 | FLAKT WOODS | HT035JM | Working |  |  |  | 30/9/2024 | 30/12/2024 | 31/3/2025 | 30/6/2025 | 30/10/2025 | 1/3/2026 | 1/7/2026 | 31/10/2026 | 2026-03-01 | 2025-10-30 | PPM-Electrical | 517
PPM-00517 | In-house PPM | ELECTRICAL | QUARTERLY | 3 | 0 | JET FAN | JET FAN,MB-Z3-D47GF-JETF-2652,PARKING,GROUND FLOOR,BUILDING D-47,ZONE 3A(ZAHA),SBJ | SBJ-Z3A-B47-GF-PRK-JETF-2652 | BUILDING D47 | 1 | FLAKT WOODS | 35JT-3SP-UBD-TB | Working |  |  |  | 1/10/2024 | 31/12/2024 | 1/4/2025 | 1/7/2025 | 31/10/2025 | 2/3/2026 | 2/7/2026 | 1/11/2026 | 2026-03-02 | 2025-10-31 | PPM-Electrical | 518
PPM-00518 | In-house PPM | ELECTRICAL | QUARTERLY | 3 | 0 | JET FAN | JET FAN,MB-Z3-D47GF-JETF-2653,PARKING,GROUND FLOOR,BUILDING D-47,ZONE 3A(ZAHA),SBJ | SBJ-Z3A-B47-GF-PRK-JETF-2653 | BUILDING D47 | 1 | FLAKT WOODS | 35JT-3SP-UBD-TB | Working |  |  |  | 1/10/2024 | 31/12/2024 | 1/4/2025 | 1/7/2025 | 31/10/2025 | 2/3/2026 | 2/7/2026 | 1/11/2026 | 2026-03-02 | 2025-10-31 | PPM-Electrical | 519
PPM-00519 | In-house PPM | ELECTRICAL | QUARTERLY | 3 | 0 | JET FAN | JET FAN,MB-Z3-D47GF-JETF-2654,PARKING,GROUND FLOOR,BUILDING D-47,ZONE 3A(ZAHA),SBJ | SBJ-Z3A-B47-GF-PRK-JETF-2654 | BUILDING D47 | 1 | FLAKT WOODS | 35JT-3SP-UBD-TB | Working |  |  |  | 1/10/2024 | 31/12/2024 | 1/4/2025 | 1/7/2025 | 31/10/2025 | 2/3/2026 | 2/7/2026 | 1/11/2026 | 2026-03-02 | 2025-10-31 | PPM-Electrical | 520
PPM-00520 | In-house PPM | ELECTRICAL | QUARTERLY | 3 | 0 | JET FAN | JET FAN,MB-Z3-D47GF-JETF-2655,PARKING,GROUND FLOOR,BUILDING D-47,ZONE 3A(ZAHA),SBJ | SBJ-Z3A-B47-GF-PRK-JETF-2655 | BUILDING D47 | 1 | FLAKT WOODS | 35JT-3SP-UBD-TB | Working |  |  |  | 1/10/2024 | 31/12/2024 | 1/4/2025 | 1/7/2025 | 31/10/2025 | 2/3/2026 | 2/7/2026 | 1/11/2026 | 2026-03-02 | 2025-10-31 | PPM-Electrical | 521
PPM-00521 | In-house PPM | ELECTRICAL | QUARTERLY | 3 | 0 | ELECTRICAL FITTINGS & FIXTURES | ELECTRICAL FITTINGS AND FIXTURES,BUILDING D-47,ZONE 3A(ZAHA),SBJ | SBJ-Z3A-B47-EFF | BUILDING D47 | 1 |  |  | Working |  |  |  | 1/10/2024 | 31/12/2024 | 1/4/2025 | 1/7/2025 | 31/10/2025 | 2/3/2026 | 2/7/2026 | 1/11/2026 | 2026-03-02 | 2025-10-31 | PPM-Electrical | 522
PPM-00522 | In-house PPM | ELECTRICAL | QUARTERLY | 3 | 0 | JET FAN CONTROL | JET FAN CONTROL,MB-Z3-D48GF-JETCP-2491,ELECTRICAL ROOM,GROUND FLOOR,BUILDING D-48,ZONE 3A(ZAHA),SBJ | SBJ-Z3A-B48-GF-ELR-JETCP-2491 | BUILDING D48 | 1 | AL KIYUMI |  | Working |  |  |  | 1/10/2024 | 31/12/2024 | 1/4/2025 | 1/7/2025 | 31/10/2025 | 2/3/2026 | 2/7/2026 | 1/11/2026 | 2026-03-02 | 2025-10-31 | PPM-Electrical | 523
PPM-00523 | In-house PPM | ELECTRICAL | QUARTERLY | 3 | 0 | LIGHT CONTROL PANEL | LIGHT CONTROL PANEL,MB-Z3-D48GF-ELLCP-2512,ELECTRICAL ROOM,GROUND FLOOR,BUILDING D-48,ZONE 3A(ZAHA),SBJ | SBJ-Z3A-B48-GF-ELR-ELLCP-2512 | BUILDING D48 | 1 | AL KIYUMI |  | Working |  |  |  | 1/10/2024 | 31/12/2024 | 1/4/2025 | 1/7/2025 | 31/10/2025 | 2/3/2026 | 2/7/2026 | 1/11/2026 | 2026-03-02 | 2025-10-31 | PPM-Electrical | 524
PPM-00524 | In-house PPM | ELECTRICAL | QUARTERLY | 3 | 0 | POWER DB | POWER DB,MB-Z3-D48GF-ELDB-2533,ELECTRICAL ROOM,GROUND FLOOR,BUILDING D-48,ZONE 3A(ZAHA),SBJ | SBJ-Z3A-B48-GF-ELR-ELDB-2533 | BUILDING D48 | 1 | ABB |  | Working |  |  |  | 1/10/2024 | 31/12/2024 | 1/4/2025 | 1/7/2025 | 31/10/2025 | 2/3/2026 | 2/7/2026 | 1/11/2026 | 2026-03-02 | 2025-10-31 | PPM-Electrical | 525
PPM-00525 | In-house PPM | ELECTRICAL | QUARTERLY | 3 | 0 | SUB MAIN POWER DB | SUB MAIN POWER DB,MB-Z3-D48GF-SMDB-2554,ELECTRICAL ROOM,GROUND FLOOR,BUILDING D-48,ZONE 3A(ZAHA),SBJ | SBJ-Z3A-B48-GF-ELR-SMDB-2554 | BUILDING D48 | 1 | AL KIYUMI |  | Working |  |  |  | 1/10/2024 | 31/12/2024 | 1/4/2025 | 1/7/2025 | 31/10/2025 | 2/3/2026 | 2/7/2026 | 1/11/2026 | 2026-03-02 | 2025-10-31 | PPM-Electrical | 526
PPM-00526 | In-house PPM | ELECTRICAL | QUARTERLY | 3 | 0 | SUB MAIN POWER DB | SUB MAIN POWER DB,MB-Z3-D48GF-SMDB-2575,ELECTRICAL ROOM,GROUND FLOOR,BUILDING D-48,ZONE 3A(ZAHA),SBJ | SBJ-Z3A-B48-GF-ELR-SMDB-2575 | BUILDING D48 | 1 | FLAKT WOODS |  | Working |  |  |  | 1/10/2024 | 31/12/2024 | 1/4/2025 | 1/7/2025 | 31/10/2025 | 2/3/2026 | 2/7/2026 | 1/11/2026 | 2026-03-02 | 2025-10-31 | PPM-Electrical | 527
PPM-00527 | In-house PPM | ELECTRICAL | QUARTERLY | 3 | 0 | EXHAUST FAN | EXHAUST FAN,MB-Z3-D48GF-JETF-2602,PARKING,GROUND FLOOR,BUILDING D-48,ZONE 3A(ZAHA),SBJ | SBJ-Z3A-B48-GF-PRK-JETF-2602 | BUILDING D48 | 1 | FLAKT WOODS | HT035JM | Working |  |  |  | 1/10/2024 | 31/12/2024 | 1/4/2025 | 1/7/2025 | 31/10/2025 | 2/3/2026 | 2/7/2026 | 1/11/2026 | 2026-03-02 | 2025-10-31 | PPM-Electrical | 528
PPM-00528 | In-house PPM | ELECTRICAL | QUARTERLY | 3 | 0 | EXHAUST FAN | EXHAUST FAN,MB-Z3-D48GF-JETF-2603,PARKING,GROUND FLOOR,BUILDING D-48,ZONE 3A(ZAHA),SBJ | SBJ-Z3A-B48-GF-PRK-JETF-2603 | BUILDING D48 | 1 | FLAKT WOODS | HT035JM | Working |  |  |  | 2/10/2024 | 1/1/2025 | 2/4/2025 | 2/7/2025 | 1/11/2025 | 3/3/2026 | 3/7/2026 | 2/11/2026 | 2026-03-03 | 2025-11-01 | PPM-Electrical | 529
PPM-00529 | In-house PPM | ELECTRICAL | QUARTERLY | 3 | 0 | JET FAN | JET FAN,MB-Z3-D48GF-JETF-2656,PARKING,GROUND FLOOR,BUILDING D-48,ZONE 3A(ZAHA),SBJ | SBJ-Z3A-B48-GF-PRK-JETF-2656 | BUILDING D48 | 1 | FLAKT WOODS | 35JT-3SP-UBD-TB | Working |  |  |  | 2/10/2024 | 1/1/2025 | 2/4/2025 | 2/7/2025 | 1/11/2025 | 3/3/2026 | 3/7/2026 | 2/11/2026 | 2026-03-03 | 2025-11-01 | PPM-Electrical | 530
PPM-00530 | In-house PPM | ELECTRICAL | QUARTERLY | 3 | 0 | JET FAN | JET FAN,MB-Z3-D48GF-JETF-2657,PARKING,GROUND FLOOR,BUILDING D-48,ZONE 3A(ZAHA),SBJ | SBJ-Z3A-B48-GF-PRK-JETF-2657 | BUILDING D48 | 1 | FLAKT WOODS | 35JT-3SP-UBD-TB | Working |  |  |  | 2/10/2024 | 1/1/2025 | 2/4/2025 | 2/7/2025 | 1/11/2025 | 3/3/2026 | 3/7/2026 | 2/11/2026 | 2026-03-03 | 2025-11-01 | PPM-Electrical | 531
PPM-00531 | In-house PPM | ELECTRICAL | QUARTERLY | 3 | 0 | JET FAN | JET FAN,MB-Z3-D48GF-JETF-2658,PARKING,GROUND FLOOR,BUILDING D-48,ZONE 3A(ZAHA),SBJ | SBJ-Z3A-B48-GF-PRK-JETF-2658 | BUILDING D48 | 1 | FLAKT WOODS | 35JT-3SP-UBD-TB | Working |  |  |  | 2/10/2024 | 1/1/2025 | 2/4/2025 | 2/7/2025 | 1/11/2025 | 3/3/2026 | 3/7/2026 | 2/11/2026 | 2026-03-03 | 2025-11-01 | PPM-Electrical | 532
PPM-00532 | In-house PPM | ELECTRICAL | QUARTERLY | 3 | 0 | JET FAN | JET FAN,MB-Z3-D48GF-JETF-2659,PARKING,GROUND FLOOR,BUILDING D-48,ZONE 3A(ZAHA),SBJ | SBJ-Z3A-B48-GF-PRK-JETF-2659 | BUILDING D48 | 1 | FLAKT WOODS | 35JT-3SP-UBD-TB | Working |  |  |  | 2/10/2024 | 1/1/2025 | 2/4/2025 | 2/7/2025 | 1/11/2025 | 3/3/2026 | 3/7/2026 | 2/11/2026 | 2026-03-03 | 2025-11-01 | PPM-Electrical | 533
PPM-00533 | In-house PPM | ELECTRICAL | QUARTERLY | 3 | 0 | ELECTRICAL FITTINGS & FIXTURES | ELECTRICAL FITTINGS AND FIXTURES,BUILDING D-48,ZONE 3A(ZAHA),SBJ | SBJ-Z3A-B48-EFF | BUILDING D48 | 1 |  |  | Working |  |  |  | 2/10/2024 | 1/1/2025 | 2/4/2025 | 2/7/2025 | 1/11/2025 | 3/3/2026 | 3/7/2026 | 2/11/2026 | 2026-03-03 | 2025-11-01 | PPM-Electrical | 534
PPM-00534 | In-house PPM | ELECTRICAL | QUARTERLY | 3 | 0 | JET FAN CONTROL | JET FAN CONTROL,MB-Z3-D49GF-JETCP-2492,ELECTRICAL ROOM,GROUND FLOOR,BUILDING D-49,ZONE 3A(ZAHA),SBJ | SBJ-Z3A-B49-GF-ELR-JETCP-2492 | BUILDING D49 | 1 | AL KIYUMI |  | Working |  |  |  | 2/10/2024 | 1/1/2025 | 2/4/2025 | 2/7/2025 | 1/11/2025 | 3/3/2026 | 3/7/2026 | 2/11/2026 | 2026-03-03 | 2025-11-01 | PPM-Electrical | 535
PPM-00535 | In-house PPM | ELECTRICAL | QUARTERLY | 3 | 0 | LIGHT CONTROL PANEL | LIGHT CONTROL PANEL,MB-Z3-D49GF-ELLCP-2513,ELECTRICAL ROOM,GROUND FLOOR,BUILDING D-49,ZONE 3A(ZAHA),SBJ | SBJ-Z3A-B49-GF-ELR-ELLCP-2513 | BUILDING D49 | 1 | AL KIYUMI |  | Working |  |  |  | 2/10/2024 | 1/1/2025 | 2/4/2025 | 2/7/2025 | 1/11/2025 | 3/3/2026 | 3/7/2026 | 2/11/2026 | 2026-03-03 | 2025-11-01 | PPM-Electrical | 536
PPM-00536 | In-house PPM | ELECTRICAL | QUARTERLY | 3 | 0 | POWER DB | POWER DB,MB-Z3-D49GF-ELDB-2534,ELECTRICAL ROOM,GROUND FLOOR,BUILDING D-49,ZONE 3A(ZAHA),SBJ | SBJ-Z3A-B49-GF-ELR-ELDB-2534 | BUILDING D49 | 1 | ABB |  | Working |  |  |  | 2/10/2024 | 1/1/2025 | 2/4/2025 | 2/7/2025 | 1/11/2025 | 3/3/2026 | 3/7/2026 | 2/11/2026 | 2026-03-03 | 2025-11-01 | PPM-Electrical | 537
PPM-00537 | In-house PPM | ELECTRICAL | QUARTERLY | 3 | 0 | SUB MAIN POWER DB | SUB MAIN POWER DB,MB-Z3-D49GF-SMDB-2555,ELECTRICAL ROOM,GROUND FLOOR,BUILDING D-49,ZONE 3A(ZAHA),SBJ | SBJ-Z3A-B49-GF-ELR-SMDB-2555 | BUILDING D49 | 1 | AL KIYUMI |  | Working |  |  |  | 2/10/2024 | 1/1/2025 | 2/4/2025 | 2/7/2025 | 1/11/2025 | 3/3/2026 | 3/7/2026 | 2/11/2026 | 2026-03-03 | 2025-11-01 | PPM-Electrical | 538
PPM-00538 | In-house PPM | ELECTRICAL | QUARTERLY | 3 | 0 | SUB MAIN POWER DB | SUB MAIN POWER DB,MB-Z3-D49GF-SMDB-2576,ELECTRICAL ROOM,GROUND FLOOR,BUILDING D-49,ZONE 3A(ZAHA),SBJ | SBJ-Z3A-B49-GF-ELR-SMDB-2576 | BUILDING D49 | 1 | FLAKT WOODS |  | Working |  |  |  | 3/10/2024 | 2/1/2025 | 3/4/2025 | 3/7/2025 | 2/11/2025 | 4/3/2026 | 4/7/2026 | 3/11/2026 | 2026-03-04 | 2025-11-02 | PPM-Electrical | 539
PPM-00539 | In-house PPM | ELECTRICAL | QUARTERLY | 3 | 0 | EXHAUST FAN | EXHAUST FAN,MB-Z3-D49GF-JETF-2604,PARKING,GROUND FLOOR,BUILDING D-49,ZONE 3A(ZAHA),SBJ | SBJ-Z3A-B49-GF-PRK-JETF-2604 | BUILDING D49 | 1 | FLAKT WOODS | HT035JM | Working |  |  |  | 3/10/2024 | 2/1/2025 | 3/4/2025 | 3/7/2025 | 2/11/2025 | 4/3/2026 | 4/7/2026 | 3/11/2026 | 2026-03-04 | 2025-11-02 | PPM-Electrical | 540
PPM-00540 | In-house PPM | ELECTRICAL | QUARTERLY | 3 | 0 | EXHAUST FAN | EXHAUST FAN,MB-Z3-D49GF-JETF-2605,PARKING,GROUND FLOOR,BUILDING D-49,ZONE 3A(ZAHA),SBJ | SBJ-Z3A-B49-GF-PRK-JETF-2605 | BUILDING D49 | 1 | FLAKT WOODS | HT035JM | Working |  |  |  | 3/10/2024 | 2/1/2025 | 3/4/2025 | 3/7/2025 | 2/11/2025 | 4/3/2026 | 4/7/2026 | 3/11/2026 | 2026-03-04 | 2025-11-02 | PPM-Electrical | 541
PPM-00541 | In-house PPM | ELECTRICAL | QUARTERLY | 3 | 0 | JET FAN | JET FAN,MB-Z3-D49GF-JETF-2660,PARKING,GROUND FLOOR,BUILDING D-49,ZONE 3A(ZAHA),SBJ | SBJ-Z3A-B49-GF-PRK-JETF-2660 | BUILDING D49 | 1 | FLAKT WOODS | 35JT-3SP-UBD-TB | Working |  |  |  | 3/10/2024 | 2/1/2025 | 3/4/2025 | 3/7/2025 | 2/11/2025 | 4/3/2026 | 4/7/2026 | 3/11/2026 | 2026-03-04 | 2025-11-02 | PPM-Electrical | 542
PPM-00542 | In-house PPM | ELECTRICAL | QUARTERLY | 3 | 0 | JET FAN | JET FAN,MB-Z3-D49GF-JETF-2661,PARKING,GROUND FLOOR,BUILDING D-49,ZONE 3A(ZAHA),SBJ | SBJ-Z3A-B49-GF-PRK-JETF-2661 | BUILDING D49 | 1 | FLAKT WOODS | 35JT-3SP-UBD-TB | Working |  |  |  | 3/10/2024 | 2/1/2025 | 3/4/2025 | 3/7/2025 | 2/11/2025 | 4/3/2026 | 4/7/2026 | 3/11/2026 | 2026-03-04 | 2025-11-02 | PPM-Electrical | 543
PPM-00543 | In-house PPM | ELECTRICAL | QUARTERLY | 3 | 0 | JET FAN | JET FAN,MB-Z3-D49GF-JETF-2662,PARKING,GROUND FLOOR,BUILDING D-49,ZONE 3A(ZAHA),SBJ | SBJ-Z3A-B49-GF-PRK-JETF-2662 | BUILDING D49 | 1 | FLAKT WOODS | 35JT-3SP-UBD-TB | Working |  |  |  | 3/10/2024 | 2/1/2025 | 3/4/2025 | 3/7/2025 | 2/11/2025 | 4/3/2026 | 4/7/2026 | 3/11/2026 | 2026-03-04 | 2025-11-02 | PPM-Electrical | 544
PPM-00544 | In-house PPM | ELECTRICAL | QUARTERLY | 3 | 0 | JET FAN | JET FAN,MB-Z3-D49GF-JETF-2663,PARKING,GROUND FLOOR,BUILDING D-49,ZONE 3A(ZAHA),SBJ | SBJ-Z3A-B49-GF-PRK-JETF-2663 | BUILDING D49 | 1 | FLAKT WOODS | 35JT-3SP-UBD-TB | Working |  |  |  | 3/10/2024 | 2/1/2025 | 3/4/2025 | 3/7/2025 | 2/11/2025 | 4/3/2026 | 4/7/2026 | 3/11/2026 | 2026-03-04 | 2025-11-02 | PPM-Electrical | 545
PPM-00545 | In-house PPM | ELECTRICAL | QUARTERLY | 3 | 0 | ELECTRICAL FITTINGS & FIXTURES | ELECTRICAL FITTINGS AND FIXTURES,BUILDING D-49,ZONE 3A(ZAHA),SBJ | SBJ-Z3A-B49-EFF | BUILDING D49 | 1 |  |  | Working |  |  |  | 3/10/2024 | 2/1/2025 | 3/4/2025 | 3/7/2025 | 2/11/2025 | 4/3/2026 | 4/7/2026 | 3/11/2026 | 2026-03-04 | 2025-11-02 | PPM-Electrical | 546
PPM-00546 | In-house PPM | ELECTRICAL | QUARTERLY | 3 | 0 | JET FAN CONTROL | JET FAN CONTROL,MB-Z3-D50GF-JETCP-2493,ELECTRICAL ROOM,GROUND FLOOR,BUILDING D-50,ZONE 3A(ZAHA),SBJ | SBJ-Z3A-B50-GF-ELR-JETCP-2493 | BUILDING D50 | 1 | AL KIYUMI |  | Working |  |  |  | 3/10/2024 | 2/1/2025 | 3/4/2025 | 3/7/2025 | 2/11/2025 | 4/3/2026 | 4/7/2026 | 3/11/2026 | 2026-03-04 | 2025-11-02 | PPM-Electrical | 547
PPM-00547 | In-house PPM | ELECTRICAL | QUARTERLY | 3 | 0 | LIGHT CONTROL PANEL | LIGHT CONTROL PANEL,MB-Z3-D50GF-ELLCP-2514,ELECTRICAL ROOM,GROUND FLOOR,BUILDING D-50,ZONE 3A(ZAHA),SBJ | SBJ-Z3A-B50-GF-ELR-ELLCP-2514 | BUILDING D50 | 1 | AL KIYUMI |  | Working |  |  |  | 3/10/2024 | 2/1/2025 | 3/4/2025 | 3/7/2025 | 2/11/2025 | 4/3/2026 | 4/7/2026 | 3/11/2026 | 2026-03-04 | 2025-11-02 | PPM-Electrical | 548
PPM-00548 | In-house PPM | ELECTRICAL | QUARTERLY | 3 | 0 | POWER DB | POWER DB,MB-Z3-D50GF-ELDB-2535,ELECTRICAL ROOM,GROUND FLOOR,BUILDING D-50,ZONE 3A(ZAHA),SBJ | SBJ-Z3A-B50-GF-ELR-ELDB-2535 | BUILDING D50 | 1 | ABB |  | Working |  |  |  | 5/10/2024 | 4/1/2025 | 5/4/2025 | 5/7/2025 | 4/11/2025 | 6/3/2026 | 6/7/2026 | 5/11/2026 | 2026-03-06 | 2025-11-04 | PPM-Electrical | 549
PPM-00549 | In-house PPM | ELECTRICAL | QUARTERLY | 3 | 0 | SUB MAIN POWER DB | SUB MAIN POWER DB,MB-Z3-D50GF-SMDB-2556,ELECTRICAL ROOM,GROUND FLOOR,BUILDING D-50,ZONE 3A(ZAHA),SBJ | SBJ-Z3A-B50-GF-ELR-SMDB-2556 | BUILDING D50 | 1 | AL KIYUMI |  | Working |  |  |  | 5/10/2024 | 4/1/2025 | 5/4/2025 | 5/7/2025 | 4/11/2025 | 6/3/2026 | 6/7/2026 | 5/11/2026 | 2026-03-06 | 2025-11-04 | PPM-Electrical | 550
PPM-00550 | In-house PPM | ELECTRICAL | QUARTERLY | 3 | 0 | SUB MAIN POWER DB | SUB MAIN POWER DB,MB-Z3-D50GF-SMDB-2577,ELECTRICAL ROOM,GROUND FLOOR,BUILDING D-50,ZONE 3A(ZAHA),SBJ | SBJ-Z3A-B50-GF-ELR-SMDB-2577 | BUILDING D50 | 1 | FLAKT WOODS |  | Working |  |  |  | 5/10/2024 | 4/1/2025 | 5/4/2025 | 5/7/2025 | 4/11/2025 | 6/3/2026 | 6/7/2026 | 5/11/2026 | 2026-03-06 | 2025-11-04 | PPM-Electrical | 551
PPM-00551 | In-house PPM | ELECTRICAL | QUARTERLY | 3 | 0 | EXHAUST FAN | EXHAUST FAN,MB-Z3-D50GF-JETF-2606,PARKING,GROUND FLOOR,BUILDING D-50,ZONE 3A(ZAHA),SBJ | SBJ-Z3A-B50-GF-PRK-JETF-2606 | BUILDING D50 | 1 | FLAKT WOODS | HT035JM | Working |  |  |  | 5/10/2024 | 4/1/2025 | 5/4/2025 | 5/7/2025 | 4/11/2025 | 6/3/2026 | 6/7/2026 | 5/11/2026 | 2026-03-06 | 2025-11-04 | PPM-Electrical | 552
PPM-00552 | In-house PPM | ELECTRICAL | QUARTERLY | 3 | 0 | EXHAUST FAN | EXHAUST FAN,MB-Z3-D50GF-JETF-2607,PARKING,GROUND FLOOR,BUILDING D-50,ZONE 3A(ZAHA),SBJ | SBJ-Z3A-B50-GF-PRK-JETF-2607 | BUILDING D50 | 1 | FLAKT WOODS | HT035JM | Working |  |  |  | 5/10/2024 | 4/1/2025 | 5/4/2025 | 5/7/2025 | 4/11/2025 | 6/3/2026 | 6/7/2026 | 5/11/2026 | 2026-03-06 | 2025-11-04 | PPM-Electrical | 553
PPM-00553 | In-house PPM | ELECTRICAL | QUARTERLY | 3 | 0 | JET FAN | JET FAN,MB-Z3-D50GF-JETF-2664,PARKING,GROUND FLOOR,BUILDING D-50,ZONE 3A(ZAHA),SBJ | SBJ-Z3A-B50-GF-PRK-JETF-2664 | BUILDING D50 | 1 | FLAKT WOODS | 35JT-3SP-UBD-TB | Working |  |  |  | 5/10/2024 | 4/1/2025 | 5/4/2025 | 5/7/2025 | 4/11/2025 | 6/3/2026 | 6/7/2026 | 5/11/2026 | 2026-03-06 | 2025-11-04 | PPM-Electrical | 554
PPM-00554 | In-house PPM | ELECTRICAL | QUARTERLY | 3 | 0 | JET FAN | JET FAN,MB-Z3-D50GF-JETF-2665,PARKING,GROUND FLOOR,BUILDING D-50,ZONE 3A(ZAHA),SBJ | SBJ-Z3A-B50-GF-PRK-JETF-2665 | BUILDING D50 | 1 | FLAKT WOODS | 35JT-3SP-UBD-TB | Working |  |  |  | 5/10/2024 | 4/1/2025 | 5/4/2025 | 5/7/2025 | 4/11/2025 | 6/3/2026 | 6/7/2026 | 5/11/2026 | 2026-03-06 | 2025-11-04 | PPM-Electrical | 555
PPM-00555 | In-house PPM | ELECTRICAL | QUARTERLY | 3 | 0 | JET FAN | JET FAN,MB-Z3-D50GF-JETF-2666,PARKING,GROUND FLOOR,BUILDING D-50,ZONE 3A(ZAHA),SBJ | SBJ-Z3A-B50-GF-PRK-JETF-2666 | BUILDING D50 | 1 | FLAKT WOODS | 35JT-3SP-UBD-TB | Working |  |  |  | 5/10/2024 | 4/1/2025 | 5/4/2025 | 5/7/2025 | 4/11/2025 | 6/3/2026 | 6/7/2026 | 5/11/2026 | 2026-03-06 | 2025-11-04 | PPM-Electrical | 556
PPM-00556 | In-house PPM | ELECTRICAL | QUARTERLY | 3 | 0 | JET FAN | JET FAN,MB-Z3-D50GF-JETF-2667,PARKING,GROUND FLOOR,BUILDING D-50,ZONE 3A(ZAHA),SBJ | SBJ-Z3A-B50-GF-PRK-JETF-2667 | BUILDING D50 | 1 | FLAKT WOODS | 35JT-3SP-UBD-TB | Working |  |  |  | 5/10/2024 | 4/1/2025 | 5/4/2025 | 5/7/2025 | 4/11/2025 | 6/3/2026 | 6/7/2026 | 5/11/2026 | 2026-03-06 | 2025-11-04 | PPM-Electrical | 557
PPM-00557 | In-house PPM | ELECTRICAL | QUARTERLY | 3 | 0 | ELECTRICAL FITTINGS & FIXTURES | ELECTRICAL FITTINGS AND FIXTURES,BUILDING D-50,ZONE 3A(ZAHA),SBJ | SBJ-Z3A-B50-EFF | BUILDING D50 | 1 |  |  | Working |  |  |  | 5/10/2024 | 4/1/2025 | 5/4/2025 | 5/7/2025 | 4/11/2025 | 6/3/2026 | 6/7/2026 | 5/11/2026 | 2026-03-06 | 2025-11-04 | PPM-Electrical | 558
PPM-00558 | In-house PPM | ELECTRICAL | QUARTERLY | 3 | 0 | JET FAN CONTROL | JET FAN CONTROL,MB-Z3-D51GF-JETCP-2494,ELECTRICAL ROOM,GROUND FLOOR,BUILDING D-51,ZONE 3A(ZAHA),SBJ | SBJ-Z3A-B51-GF-ELR-JETCP-2494 | BUILDING D51 | 1 | AL KIYUMI |  | Working |  |  |  | 6/10/2024 | 5/1/2025 | 6/4/2025 | 6/7/2025 | 5/11/2025 | 7/3/2026 | 7/7/2026 | 6/11/2026 | 2026-03-07 | 2025-11-05 | PPM-Electrical | 559
PPM-00559 | In-house PPM | ELECTRICAL | QUARTERLY | 3 | 0 | LIGHT CONTROL PANEL | LIGHT CONTROL PANEL,MB-Z3-D51GF-ELLCP-2515,ELECTRICAL ROOM,GROUND FLOOR,BUILDING D-51,ZONE 3A(ZAHA),SBJ | SBJ-Z3A-B51-GF-ELR-ELLCP-2515 | BUILDING D51 | 1 | AL KIYUMI |  | Working |  |  |  | 6/10/2024 | 5/1/2025 | 6/4/2025 | 6/7/2025 | 5/11/2025 | 7/3/2026 | 7/7/2026 | 6/11/2026 | 2026-03-07 | 2025-11-05 | PPM-Electrical | 560
PPM-00560 | In-house PPM | ELECTRICAL | QUARTERLY | 3 | 0 | POWER DB | POWER DB,MB-Z3-D51GF-ELDB-2536,ELECTRICAL ROOM,GROUND FLOOR,BUILDING D-51,ZONE 3A(ZAHA),SBJ | SBJ-Z3A-B51-GF-ELR-ELDB-2536 | BUILDING D51 | 1 | ABB |  | Working |  |  |  | 6/10/2024 | 5/1/2025 | 6/4/2025 | 6/7/2025 | 5/11/2025 | 7/3/2026 | 7/7/2026 | 6/11/2026 | 2026-03-07 | 2025-11-05 | PPM-Electrical | 561
PPM-00561 | In-house PPM | ELECTRICAL | QUARTERLY | 3 | 0 | SUB MAIN POWER DB | SUB MAIN POWER DB,MB-Z3-D51GF-SMDB-2557,ELECTRICAL ROOM,GROUND FLOOR,BUILDING D-51,ZONE 3A(ZAHA),SBJ | SBJ-Z3A-B51-GF-ELR-SMDB-2557 | BUILDING D51 | 1 | AL KIYUMI |  | Working |  |  |  | 6/10/2024 | 5/1/2025 | 6/4/2025 | 6/7/2025 | 5/11/2025 | 7/3/2026 | 7/7/2026 | 6/11/2026 | 2026-03-07 | 2025-11-05 | PPM-Electrical | 562
PPM-00562 | In-house PPM | ELECTRICAL | QUARTERLY | 3 | 0 | SUB MAIN POWER DB | SUB MAIN POWER DB,MB-Z3-D51GF-SMDB-2578,ELECTRICAL ROOM,GROUND FLOOR,BUILDING D-51,ZONE 3A(ZAHA),SBJ | SBJ-Z3A-B51-GF-ELR-SMDB-2578 | BUILDING D51 | 1 | FLAKT WOODS |  | Working |  |  |  | 6/10/2024 | 5/1/2025 | 6/4/2025 | 6/7/2025 | 5/11/2025 | 7/3/2026 | 7/7/2026 | 6/11/2026 | 2026-03-07 | 2025-11-05 | PPM-Electrical | 563
PPM-00563 | In-house PPM | ELECTRICAL | QUARTERLY | 3 | 0 | EXHAUST FAN | EXHAUST FAN,MB-Z3-D51GF-JETF-2608,PARKING,GROUND FLOOR,BUILDING D-51,ZONE 3A(ZAHA),SBJ | SBJ-Z3A-B51-GF-PRK-JETF-2608 | BUILDING D51 | 1 | FLAKT WOODS | HT035JM | Working |  |  |  | 6/10/2024 | 5/1/2025 | 6/4/2025 | 6/7/2025 | 5/11/2025 | 7/3/2026 | 7/7/2026 | 6/11/2026 | 2026-03-07 | 2025-11-05 | PPM-Electrical | 564
PPM-00564 | In-house PPM | ELECTRICAL | QUARTERLY | 3 | 0 | EXHAUST FAN | EXHAUST FAN,MB-Z3-D51GF-JETF-2609,PARKING,GROUND FLOOR,BUILDING D-51,ZONE 3A(ZAHA),SBJ | SBJ-Z3A-B51-GF-PRK-JETF-2609 | BUILDING D51 | 1 | FLAKT WOODS | HT035JM | Working |  |  |  | 6/10/2024 | 5/1/2025 | 6/4/2025 | 6/7/2025 | 5/11/2025 | 7/3/2026 | 7/7/2026 | 6/11/2026 | 2026-03-07 | 2025-11-05 | PPM-Electrical | 565
PPM-00565 | In-house PPM | ELECTRICAL | QUARTERLY | 3 | 0 | JET FAN | JET FAN,MB-Z3-D51GF-JETF-2668,PARKING,GROUND FLOOR,BUILDING D-51,ZONE 3A(ZAHA),SBJ | SBJ-Z3A-B51-GF-PRK-JETF-2668 | BUILDING D51 | 1 | FLAKT WOODS | 35JT-3SP-UBD-TB | Working |  |  |  | 6/10/2024 | 5/1/2025 | 6/4/2025 | 6/7/2025 | 5/11/2025 | 7/3/2026 | 7/7/2026 | 6/11/2026 | 2026-03-07 | 2025-11-05 | PPM-Electrical | 566
PPM-00566 | In-house PPM | ELECTRICAL | QUARTERLY | 3 | 0 | JET FAN | JET FAN,MB-Z3-D51GF-JETF-2669,PARKING,GROUND FLOOR,BUILDING D-51,ZONE 3A(ZAHA),SBJ | SBJ-Z3A-B51-GF-PRK-JETF-2669 | BUILDING D51 | 1 | FLAKT WOODS | 35JT-3SP-UBD-TB | Working |  |  |  | 6/10/2024 | 5/1/2025 | 6/4/2025 | 6/7/2025 | 5/11/2025 | 7/3/2026 | 7/7/2026 | 6/11/2026 | 2026-03-07 | 2025-11-05 | PPM-Electrical | 567
PPM-00567 | In-house PPM | ELECTRICAL | QUARTERLY | 3 | 0 | JET FAN | JET FAN,MB-Z3-D51GF-JETF-2670,PARKING,GROUND FLOOR,BUILDING D-51,ZONE 3A(ZAHA),SBJ | SBJ-Z3A-B51-GF-PRK-JETF-2670 | BUILDING D51 | 1 | FLAKT WOODS | 35JT-3SP-UBD-TB | Working |  |  |  | 7/10/2024 | 6/1/2025 | 7/4/2025 | 7/7/2025 | 6/11/2025 | 8/3/2026 | 8/7/2026 | 7/11/2026 | 2026-03-08 | 2025-11-06 | PPM-Electrical | 568
PPM-00568 | In-house PPM | ELECTRICAL | QUARTERLY | 3 | 0 | JET FAN | JET FAN,MB-Z3-D51GF-JETF-2671,PARKING,GROUND FLOOR,BUILDING D-51,ZONE 3A(ZAHA),SBJ | SBJ-Z3A-B51-GF-PRK-JETF-2671 | BUILDING D51 | 1 | FLAKT WOODS | 35JT-3SP-UBD-TB | Working |  |  |  | 7/10/2024 | 6/1/2025 | 7/4/2025 | 7/7/2025 | 6/11/2025 | 8/3/2026 | 8/7/2026 | 7/11/2026 | 2026-03-08 | 2025-11-06 | PPM-Electrical | 569
PPM-00569 | In-house PPM | ELECTRICAL | QUARTERLY | 3 | 0 | ELECTRICAL FITTINGS & FIXTURES | ELECTRICAL FITTINGS AND FIXTURES,BUILDING D-51,ZONE 3A(ZAHA),SBJ | SBJ-Z3A-B51-EFF | BUILDING D51 | 1 |  |  | Working |  |  |  | 7/10/2024 | 6/1/2025 | 7/4/2025 | 7/7/2025 | 6/11/2025 | 8/3/2026 | 8/7/2026 | 7/11/2026 | 2026-03-08 | 2025-11-06 | PPM-Electrical | 570
PPM-00570 | In-house PPM | ELECTRICAL | QUARTERLY | 3 | 0 | JET FAN CONTROL | JET FAN CONTROL,MB-Z3-D52GF-JETCP-2495,ELECTRICAL ROOM,GROUND FLOOR,BUILDING D-52,ZONE 3B(ZAHA),SBJ | SBJ-Z3B-B52-GF-ELR-JETCP-2495 | BUILDING D52 | 1 | AL KIYUMI |  | Working |  |  |  | 7/10/2024 | 6/1/2025 | 7/4/2025 | 7/7/2025 | 6/11/2025 | 8/3/2026 | 8/7/2026 | 7/11/2026 | 2026-03-08 | 2025-11-06 | PPM-Electrical | 571
PPM-00571 | In-house PPM | ELECTRICAL | QUARTERLY | 3 | 0 | LIGHT CONTROL PANEL | LIGHT CONTROL PANEL,MB-Z3-D52GF-ELLCP-2516,ELECTRICAL ROOM,GROUND FLOOR,BUILDING D-52,ZONE 3B(ZAHA),SBJ | SBJ-Z3B-B52-GF-ELR-ELLCP-2516 | BUILDING D52 | 1 | AL KIYUMI |  | Working |  |  |  | 7/10/2024 | 6/1/2025 | 7/4/2025 | 7/7/2025 | 6/11/2025 | 8/3/2026 | 8/7/2026 | 7/11/2026 | 2026-03-08 | 2025-11-06 | PPM-Electrical | 572
PPM-00572 | In-house PPM | ELECTRICAL | QUARTERLY | 3 | 0 | POWER DB | POWER DB,MB-Z3-D52GF-ELDB-2537,ELECTRICAL ROOM,GROUND FLOOR,BUILDING D-52,ZONE 3B(ZAHA),SBJ | SBJ-Z3B-B52-GF-ELR-ELDB-2537 | BUILDING D52 | 1 | ABB |  | Working |  |  |  | 7/10/2024 | 6/1/2025 | 7/4/2025 | 7/7/2025 | 6/11/2025 | 8/3/2026 | 8/7/2026 | 7/11/2026 | 2026-03-08 | 2025-11-06 | PPM-Electrical | 573
PPM-00573 | In-house PPM | ELECTRICAL | QUARTERLY | 3 | 0 | SUB MAIN POWER DB | SUB MAIN POWER DB,MB-Z3-D52GF-SMDB-2558,ELECTRICAL ROOM,GROUND FLOOR,BUILDING D-52,ZONE 3B(ZAHA),SBJ | SBJ-Z3B-B52-GF-ELR-SMDB-2558 | BUILDING D52 | 1 | AL KIYUMI |  | Working |  |  |  | 7/10/2024 | 6/1/2025 | 7/4/2025 | 7/7/2025 | 6/11/2025 | 8/3/2026 | 8/7/2026 | 7/11/2026 | 2026-03-08 | 2025-11-06 | PPM-Electrical | 574
PPM-00574 | In-house PPM | ELECTRICAL | QUARTERLY | 3 | 0 | SUB MAIN POWER DB | SUB MAIN POWER DB,MB-Z3-D52GF-SMDB-2579,ELECTRICAL ROOM,GROUND FLOOR,BUILDING D-52,ZONE 3B(ZAHA),SBJ | SBJ-Z3B-B52-GF-ELR-SMDB-2579 | BUILDING D52 | 1 | FLAKT WOODS |  | Working |  |  |  | 7/10/2024 | 6/1/2025 | 7/4/2025 | 7/7/2025 | 6/11/2025 | 8/3/2026 | 8/7/2026 | 7/11/2026 | 2026-03-08 | 2025-11-06 | PPM-Electrical | 575
PPM-00575 | In-house PPM | ELECTRICAL | QUARTERLY | 3 | 0 | EXHAUST FAN | EXHAUST FAN,MB-Z3-D52GF-JETF-2610,PARKING,GROUND FLOOR,BUILDING D-52,ZONE 3B(ZAHA),SBJ | SBJ-Z3B-B52-GF-PRK-JETF-2610 | BUILDING D52 | 1 | FLAKT WOODS | HT035JM | Working |  |  |  | 7/10/2024 | 6/1/2025 | 7/4/2025 | 7/7/2025 | 6/11/2025 | 8/3/2026 | 8/7/2026 | 7/11/2026 | 2026-03-08 | 2025-11-06 | PPM-Electrical | 576
PPM-00576 | In-house PPM | ELECTRICAL | QUARTERLY | 3 | 0 | EXHAUST FAN | EXHAUST FAN,MB-Z3-D52GF-JETF-2611,PARKING,GROUND FLOOR,BUILDING D-52,ZONE 3B(ZAHA),SBJ | SBJ-Z3B-B52-GF-PRK-JETF-2611 | BUILDING D52 | 1 | FLAKT WOODS | HT035JM | Working |  |  |  | 7/10/2024 | 6/1/2025 | 7/4/2025 | 7/7/2025 | 6/11/2025 | 8/3/2026 | 8/7/2026 | 7/11/2026 | 2026-03-08 | 2025-11-06 | PPM-Electrical | 577
PPM-00577 | In-house PPM | ELECTRICAL | QUARTERLY | 3 | 0 | JET FAN | JET FAN,MB-Z3-D52GF-JETF-2672,PARKING,GROUND FLOOR,BUILDING D-52,ZONE 3B(ZAHA),SBJ | SBJ-Z3B-B52-GF-PRK-JETF-2672 | BUILDING D52 | 1 | FLAKT WOODS | 35JT-3SP-UBD-TB | Working |  |  |  | 8/10/2024 | 7/1/2025 | 8/4/2025 | 8/7/2025 | 7/11/2025 | 9/3/2026 | 9/7/2026 | 8/11/2026 | 2026-03-09 | 2025-11-07 | PPM-Electrical | 578
PPM-00578 | In-house PPM | ELECTRICAL | QUARTERLY | 3 | 0 | JET FAN | JET FAN,MB-Z3-D52GF-JETF-2673,PARKING,GROUND FLOOR,BUILDING D-52,ZONE 3B(ZAHA),SBJ | SBJ-Z3B-B52-GF-PRK-JETF-2673 | BUILDING D52 | 1 | FLAKT WOODS | 35JT-3SP-UBD-TB | Working |  |  |  | 8/10/2024 | 7/1/2025 | 8/4/2025 | 8/7/2025 | 7/11/2025 | 9/3/2026 | 9/7/2026 | 8/11/2026 | 2026-03-09 | 2025-11-07 | PPM-Electrical | 579
PPM-00579 | In-house PPM | ELECTRICAL | QUARTERLY | 3 | 0 | JET FAN | JET FAN,MB-Z3-D52GF-JETF-2674,PARKING,GROUND FLOOR,BUILDING D-52,ZONE 3B(ZAHA),SBJ | SBJ-Z3B-B52-GF-PRK-JETF-2674 | BUILDING D52 | 1 | FLAKT WOODS | 35JT-3SP-UBD-TB | Working |  |  |  | 8/10/2024 | 7/1/2025 | 8/4/2025 | 8/7/2025 | 7/11/2025 | 9/3/2026 | 9/7/2026 | 8/11/2026 | 2026-03-09 | 2025-11-07 | PPM-Electrical | 580
PPM-00580 | In-house PPM | ELECTRICAL | QUARTERLY | 3 | 0 | JET FAN | JET FAN,MB-Z3-D52GF-JETF-2675,PARKING,GROUND FLOOR,BUILDING D-52,ZONE 3B(ZAHA),SBJ | SBJ-Z3B-B52-GF-PRK-JETF-2675 | BUILDING D52 | 1 | FLAKT WOODS | 35JT-3SP-UBD-TB | Working |  |  |  | 8/10/2024 | 7/1/2025 | 8/4/2025 | 8/7/2025 | 7/11/2025 | 9/3/2026 | 9/7/2026 | 8/11/2026 | 2026-03-09 | 2025-11-07 | PPM-Electrical | 581
PPM-00581 | In-house PPM | ELECTRICAL | QUARTERLY | 3 | 0 | ELECTRICAL FITTINGS & FIXTURES | ELECTRICAL FITTINGS AND FIXTURES,BUILDING D-52,ZONE 3B(ZAHA),SBJ | SBJ-Z3A-B52-EFF | BUILDING D52 | 1 |  |  | Working |  |  |  | 8/10/2024 | 7/1/2025 | 8/4/2025 | 8/7/2025 | 7/11/2025 | 9/3/2026 | 9/7/2026 | 8/11/2026 | 2026-03-09 | 2025-11-07 | PPM-Electrical | 582
PPM-00582 | In-house PPM | ELECTRICAL | QUARTERLY | 3 | 0 | JET FAN CONTROL | JET FAN CONTROL,MB-Z3-D53GF-JETCP-2496,ELECTRICAL ROOM,GROUND FLOOR,BUILDING D-53,ZONE 3B(ZAHA),SBJ | SBJ-Z3B-B53-GF-ELR-JETCP-2496 | BUILDING D53 | 1 | AL KIYUMI |  | Working |  |  |  | 8/10/2024 | 7/1/2025 | 8/4/2025 | 8/7/2025 | 7/11/2025 | 9/3/2026 | 9/7/2026 | 8/11/2026 | 2026-03-09 | 2025-11-07 | PPM-Electrical | 583
PPM-00583 | In-house PPM | ELECTRICAL | QUARTERLY | 3 | 0 | LIGHT CONTROL PANEL | LIGHT CONTROL PANEL,MB-Z3-D53GF-ELLCP-2517,ELECTRICAL ROOM,GROUND FLOOR,BUILDING D-53,ZONE 3B(ZAHA),SBJ | SBJ-Z3B-B53-GF-ELR-ELLCP-2517 | BUILDING D53 | 1 | AL KIYUMI |  | Working |  |  |  | 8/10/2024 | 7/1/2025 | 8/4/2025 | 8/7/2025 | 7/11/2025 | 9/3/2026 | 9/7/2026 | 8/11/2026 | 2026-03-09 | 2025-11-07 | PPM-Electrical | 584
PPM-00584 | In-house PPM | ELECTRICAL | QUARTERLY | 3 | 0 | POWER DB | POWER DB,MB-Z3-D53GF-ELDB-2538,ELECTRICAL ROOM,GROUND FLOOR,BUILDING D-53,ZONE 3B(ZAHA),SBJ | SBJ-Z3B-B53-GF-ELR-ELDB-2538 | BUILDING D53 | 1 | ABB |  | Working |  |  |  | 8/10/2024 | 7/1/2025 | 8/4/2025 | 8/7/2025 | 7/11/2025 | 9/3/2026 | 9/7/2026 | 8/11/2026 | 2026-03-09 | 2025-11-07 | PPM-Electrical | 585
PPM-00585 | In-house PPM | ELECTRICAL | QUARTERLY | 3 | 0 | SUB MAIN POWER DB | SUB MAIN POWER DB,MB-Z3-D53GF-SMDB-2559,ELECTRICAL ROOM,GROUND FLOOR,BUILDING D-53,ZONE 3B(ZAHA),SBJ | SBJ-Z3B-B53-GF-ELR-SMDB-2559 | BUILDING D53 | 1 | AL KIYUMI |  | Working |  |  |  | 8/10/2024 | 7/1/2025 | 8/4/2025 | 8/7/2025 | 7/11/2025 | 9/3/2026 | 9/7/2026 | 8/11/2026 | 2026-03-09 | 2025-11-07 | PPM-Electrical | 586
PPM-00586 | In-house PPM | ELECTRICAL | QUARTERLY | 3 | 0 | SUB MAIN POWER DB | SUB MAIN POWER DB,MB-Z3-D53GF-SMDB-2580,ELECTRICAL ROOM,GROUND FLOOR,BUILDING D-53,ZONE 3B(ZAHA),SBJ | SBJ-Z3B-B53-GF-ELR-SMDB-2580 | BUILDING D53 | 1 | FLAKT WOODS |  | Working |  |  |  | 8/10/2024 | 7/1/2025 | 8/4/2025 | 8/7/2025 | 7/11/2025 | 9/3/2026 | 9/7/2026 | 8/11/2026 | 2026-03-09 | 2025-11-07 | PPM-Electrical | 587
PPM-00587 | In-house PPM | ELECTRICAL | QUARTERLY | 3 | 0 | EXHAUST FAN | EXHAUST FAN,MB-Z3-D53GF-JETF-2612,PARKING,GROUND FLOOR,BUILDING D-53,ZONE 3B(ZAHA),SBJ | SBJ-Z3B-B53-GF-PRK-JETF-2612 | BUILDING D53 | 1 | FLAKT WOODS | HT035JM | Working |  |  |  | 8/10/2024 | 7/1/2025 | 8/4/2025 | 8/7/2025 | 7/11/2025 | 9/3/2026 | 9/7/2026 | 8/11/2026 | 2026-03-09 | 2025-11-07 | PPM-Electrical | 588
PPM-00588 | In-house PPM | ELECTRICAL | QUARTERLY | 3 | 0 | EXHAUST FAN | EXHAUST FAN,MB-Z3-D53GF-JETF-2613,PARKING,GROUND FLOOR,BUILDING D-53,ZONE 3B(ZAHA),SBJ | SBJ-Z3B-B53-GF-PRK-JETF-2613 | BUILDING D53 | 1 | FLAKT WOODS | HT035JM | Working |  |  |  | 8/10/2024 | 7/1/2025 | 8/4/2025 | 8/7/2025 | 7/11/2025 | 9/3/2026 | 9/7/2026 | 8/11/2026 | 2026-03-09 | 2025-11-07 | PPM-Electrical | 589
PPM-00589 | In-house PPM | ELECTRICAL | QUARTERLY | 3 | 0 | JET FAN | JET FAN,MB-Z3-D53GF-JETF-2676,PARKING,GROUND FLOOR,BUILDING D-53,ZONE 3B(ZAHA),SBJ | SBJ-Z3B-B53-GF-PRK-JETF-2676 | BUILDING D53 | 1 | FLAKT WOODS | 35JT-3SP-UBD-TB | Working |  |  |  | 9/10/2024 | 8/1/2025 | 9/4/2025 | 9/7/2025 | 8/11/2025 | 10/3/2026 | 10/7/2026 | 9/11/2026 | 2026-03-10 | 2025-11-08 | PPM-Electrical | 590
PPM-00590 | In-house PPM | ELECTRICAL | QUARTERLY | 3 | 0 | JET FAN | JET FAN,MB-Z3-D53GF-JETF-2677,PARKING,GROUND FLOOR,BUILDING D-53,ZONE 3B(ZAHA),SBJ | SBJ-Z3B-B53-GF-PRK-JETF-2677 | BUILDING D53 | 1 | FLAKT WOODS | 35JT-3SP-UBD-TB | Working |  |  |  | 9/10/2024 | 8/1/2025 | 9/4/2025 | 9/7/2025 | 8/11/2025 | 10/3/2026 | 10/7/2026 | 9/11/2026 | 2026-03-10 | 2025-11-08 | PPM-Electrical | 591
PPM-00591 | In-house PPM | ELECTRICAL | QUARTERLY | 3 | 0 | JET FAN | JET FAN,MB-Z3-D53GF-JETF-2678,PARKING,GROUND FLOOR,BUILDING D-53,ZONE 3B(ZAHA),SBJ | SBJ-Z3B-B53-GF-PRK-JETF-2678 | BUILDING D53 | 1 | FLAKT WOODS | 35JT-3SP-UBD-TB | Working |  |  |  | 9/10/2024 | 8/1/2025 | 9/4/2025 | 9/7/2025 | 8/11/2025 | 10/3/2026 | 10/7/2026 | 9/11/2026 | 2026-03-10 | 2025-11-08 | PPM-Electrical | 592
PPM-00592 | In-house PPM | ELECTRICAL | QUARTERLY | 3 | 0 | JET FAN | JET FAN,MB-Z3-D53GF-JETF-2679,PARKING,GROUND FLOOR,BUILDING D-53,ZONE 3B(ZAHA),SBJ | SBJ-Z3B-B53-GF-PRK-JETF-2679 | BUILDING D53 | 1 | FLAKT WOODS | 35JT-3SP-UBD-TB | Working |  |  |  | 9/10/2024 | 8/1/2025 | 9/4/2025 | 9/7/2025 | 8/11/2025 | 10/3/2026 | 10/7/2026 | 9/11/2026 | 2026-03-10 | 2025-11-08 | PPM-Electrical | 593
PPM-00593 | In-house PPM | ELECTRICAL | QUARTERLY | 3 | 0 | ELECTRICAL FITTINGS & FIXTURES | ELECTRICAL FITTINGS & FIXTURES,BUILDING D-53,ZONE 3B(ZAHA),SBJ | SBJ-Z3B-B53-EFF | BUILDING D53 | 1 |  |  | Working |  |  |  | 9/10/2024 | 8/1/2025 | 9/4/2025 | 9/7/2025 | 8/11/2025 | 10/3/2026 | 10/7/2026 | 9/11/2026 | 2026-03-10 | 2025-11-08 | PPM-Electrical | 594
PPM-00594 | In-house PPM | ELECTRICAL | QUARTERLY | 3 | 0 | JET FAN CONTROL | JET FAN CONTROL,MB-Z3-D54GF-JETCP-2497,ELECTRICAL ROOM,GROUND FLOOR,BUILDING D-54,ZONE 3B(ZAHA),SBJ | SBJ-Z3B-B54-GF-ELR-JETCP-2497 | BUILDING D54 | 1 | AL KIYUMI |  | Working |  |  |  | 9/10/2024 | 8/1/2025 | 9/4/2025 | 9/7/2025 | 8/11/2025 | 10/3/2026 | 10/7/2026 | 9/11/2026 | 2026-03-10 | 2025-11-08 | PPM-Electrical | 595
PPM-00595 | In-house PPM | ELECTRICAL | QUARTERLY | 3 | 0 | LIGHT CONTROL PANEL | LIGHT CONTROL PANEL,MB-Z3-D54GF-ELLCP-2518,ELECTRICAL ROOM,GROUND FLOOR,BUILDING D-54,ZONE 3B(ZAHA),SBJ | SBJ-Z3B-B54-GF-ELR-ELLCP-2518 | BUILDING D54 | 1 | AL KIYUMI |  | Working |  |  |  | 9/10/2024 | 8/1/2025 | 9/4/2025 | 9/7/2025 | 8/11/2025 | 10/3/2026 | 10/7/2026 | 9/11/2026 | 2026-03-10 | 2025-11-08 | PPM-Electrical | 596
PPM-00596 | In-house PPM | ELECTRICAL | QUARTERLY | 3 | 0 | POWER DB | POWER DB,MB-Z3-D54GF-ELDB-2539,ELECTRICAL ROOM,GROUND FLOOR,BUILDING D-54,ZONE 3B(ZAHA),SBJ | SBJ-Z3B-B54-GF-ELR-ELDB-2539 | BUILDING D54 | 1 | ABB |  | Working |  |  |  | 9/10/2024 | 8/1/2025 | 9/4/2025 | 9/7/2025 | 8/11/2025 | 10/3/2026 | 10/7/2026 | 9/11/2026 | 2026-03-10 | 2025-11-08 | PPM-Electrical | 597
PPM-00597 | In-house PPM | ELECTRICAL | QUARTERLY | 3 | 0 | SUB MAIN POWER DB | SUB MAIN POWER DB,MB-Z3-D54GF-SMDB-2560,ELECTRICAL ROOM,GROUND FLOOR,BUILDING D-54,ZONE 3B(ZAHA),SBJ | SBJ-Z3B-B54-GF-ELR-SMDB-2560 | BUILDING D54 | 1 | AL KIYUMI |  | Working |  |  |  | 9/10/2024 | 8/1/2025 | 9/4/2025 | 9/7/2025 | 8/11/2025 | 10/3/2026 | 10/7/2026 | 9/11/2026 | 2026-03-10 | 2025-11-08 | PPM-Electrical | 598
PPM-00598 | In-house PPM | ELECTRICAL | QUARTERLY | 3 | 0 | SUB MAIN POWER DB | SUB MAIN POWER DB,MB-Z3-D54GF-SMDB-2581,ELECTRICAL ROOM,GROUND FLOOR,BUILDING D-54,ZONE 3B(ZAHA),SBJ | SBJ-Z3B-B54-GF-ELR-SMDB-2581 | BUILDING D54 | 1 | FLAKT WOODS |  | Working |  |  |  | 9/10/2024 | 8/1/2025 | 9/4/2025 | 9/7/2025 | 8/11/2025 | 10/3/2026 | 10/7/2026 | 9/11/2026 | 2026-03-10 | 2025-11-08 | PPM-Electrical | 599
PPM-00599 | In-house PPM | ELECTRICAL | QUARTERLY | 3 | 0 | EXHAUST FAN | EXHAUST FAN,MB-Z3-D54GF-JETF-2614,PARKING,GROUND FLOOR,BUILDING D-54,ZONE 3B(ZAHA),SBJ | SBJ-Z3B-B54-GF-PRK-JETF-2614 | BUILDING D54 | 1 | FLAKT WOODS | HT035JM | Working |  |  |  | 9/10/2024 | 8/1/2025 | 9/4/2025 | 9/7/2025 | 8/11/2025 | 10/3/2026 | 10/7/2026 | 9/11/2026 | 2026-03-10 | 2025-11-08 | PPM-Electrical | 600
PPM-00600 | In-house PPM | ELECTRICAL | QUARTERLY | 3 | 0 | EXHAUST FAN | EXHAUST FAN,MB-Z3-D54GF-JETF-2615,PARKING,GROUND FLOOR,BUILDING D-54,ZONE 3B(ZAHA),SBJ | SBJ-Z3B-B54-GF-PRK-JETF-2615 | BUILDING D54 | 1 | FLAKT WOODS | HT035JM | Working |  |  |  | 9/10/2024 | 8/1/2025 | 9/4/2025 | 9/7/2025 | 8/11/2025 | 10/3/2026 | 10/7/2026 | 9/11/2026 | 2026-03-10 | 2025-11-08 | PPM-Electrical | 601
PPM-00601 | In-house PPM | ELECTRICAL | QUARTERLY | 3 | 0 | JET FAN | JET FAN,MB-Z3-D54GF-JETF-2680,PARKING,GROUND FLOOR,BUILDING D-54,ZONE 3B(ZAHA),SBJ | SBJ-Z3B-B54-GF-PRK-JETF-2680 | BUILDING D54 | 1 | FLAKT WOODS | 35JT-3SP-UBD-TB | Working |  |  |  | 10/10/2024 | 9/1/2025 | 10/4/2025 | 10/7/2025 | 9/11/2025 | 11/3/2026 | 11/7/2026 | 10/11/2026 | 2026-03-11 | 2025-11-09 | PPM-Electrical | 602
PPM-00602 | In-house PPM | ELECTRICAL | QUARTERLY | 3 | 0 | JET FAN | JET FAN,MB-Z3-D54GF-JETF-2681,PARKING,GROUND FLOOR,BUILDING D-54,ZONE 3B(ZAHA),SBJ | SBJ-Z3B-B54-GF-PRK-JETF-2681 | BUILDING D54 | 1 | FLAKT WOODS | 35JT-3SP-UBD-TB | Working |  |  |  | 10/10/2024 | 9/1/2025 | 10/4/2025 | 10/7/2025 | 9/11/2025 | 11/3/2026 | 11/7/2026 | 10/11/2026 | 2026-03-11 | 2025-11-09 | PPM-Electrical | 603
PPM-00603 | In-house PPM | ELECTRICAL | QUARTERLY | 3 | 0 | JET FAN | JET FAN,MB-Z3-D54GF-JETF-2682,PARKING,GROUND FLOOR,BUILDING D-54,ZONE 3B(ZAHA),SBJ | SBJ-Z3B-B54-GF-PRK-JETF-2682 | BUILDING D54 | 1 | FLAKT WOODS | 35JT-3SP-UBD-TB | Working |  |  |  | 10/10/2024 | 9/1/2025 | 10/4/2025 | 10/7/2025 | 9/11/2025 | 11/3/2026 | 11/7/2026 | 10/11/2026 | 2026-03-11 | 2025-11-09 | PPM-Electrical | 604
PPM-00604 | In-house PPM | ELECTRICAL | QUARTERLY | 3 | 0 | JET FAN | JET FAN,MB-Z3-D54GF-JETF-2683,PARKING,GROUND FLOOR,BUILDING D-54,ZONE 3B(ZAHA),SBJ | SBJ-Z3B-B54-GF-PRK-JETF-2683 | BUILDING D54 | 1 | FLAKT WOODS | 35JT-3SP-UBD-TB | Working |  |  |  | 10/10/2024 | 9/1/2025 | 10/4/2025 | 10/7/2025 | 9/11/2025 | 11/3/2026 | 11/7/2026 | 10/11/2026 | 2026-03-11 | 2025-11-09 | PPM-Electrical | 605
PPM-00605 | In-house PPM | ELECTRICAL | QUARTERLY | 3 | 0 | ELECTRICAL FITTINGS & FIXTURES | ELECTRICAL FITTINGS & FIXTURES,BUILDING D-54,ZONE 3B(ZAHA),SBJ | SBJ-Z3B-B54-EFF | BUILDING D54 | 1 |  |  | Working |  |  |  | 10/10/2024 | 9/1/2025 | 10/4/2025 | 10/7/2025 | 9/11/2025 | 11/3/2026 | 11/7/2026 | 10/11/2026 | 2026-03-11 | 2025-11-09 | PPM-Electrical | 606
PPM-00606 | In-house PPM | ELECTRICAL | QUARTERLY | 3 | 0 | JET FAN CONTROL | JET FAN CONTROL,MB-Z3-D55GF-JETCP-2498,ELECTRICAL ROOM,GROUND FLOOR,BUILDING D-55,ZONE 3B(ZAHA),SBJ | SBJ-Z3B-B55-GF-ELR-JETCP-2498 | BUILDING D55 | 1 | AL KIYUMI |  | Working |  |  |  | 10/10/2024 | 9/1/2025 | 10/4/2025 | 10/7/2025 | 9/11/2025 | 11/3/2026 | 11/7/2026 | 10/11/2026 | 2026-03-11 | 2025-11-09 | PPM-Electrical | 607
PPM-00607 | In-house PPM | ELECTRICAL | QUARTERLY | 3 | 0 | LIGHT CONTROL PANEL | LIGHT CONTROL PANEL,MB-Z3-D55GF-ELLCP-2519,ELECTRICAL ROOM,GROUND FLOOR,BUILDING D-55,ZONE 3B(ZAHA),SBJ | SBJ-Z3B-B55-GF-ELR-ELLCP-2519 | BUILDING D55 | 1 | AL KIYUMI |  | Working |  |  |  | 10/10/2024 | 9/1/2025 | 10/4/2025 | 10/7/2025 | 9/11/2025 | 11/3/2026 | 11/7/2026 | 10/11/2026 | 2026-03-11 | 2025-11-09 | PPM-Electrical | 608
PPM-00608 | In-house PPM | ELECTRICAL | QUARTERLY | 3 | 0 | POWER DB | POWER DB,MB-Z3-D55GF-ELDB-2540,ELECTRICAL ROOM,GROUND FLOOR,BUILDING D-55,ZONE 3B(ZAHA),SBJ | SBJ-Z3B-B55-GF-ELR-ELDB-2540 | BUILDING D55 | 1 | ABB |  | Working |  |  |  | 10/10/2024 | 9/1/2025 | 10/4/2025 | 10/7/2025 | 9/11/2025 | 11/3/2026 | 11/7/2026 | 10/11/2026 | 2026-03-11 | 2025-11-09 | PPM-Electrical | 609
PPM-00609 | In-house PPM | ELECTRICAL | QUARTERLY | 3 | 0 | SUB MAIN POWER DB | SUB MAIN POWER DB,MB-Z3-D55GF-SMDB-2561,ELECTRICAL ROOM,GROUND FLOOR,BUILDING D-55,ZONE 3B(ZAHA),SBJ | SBJ-Z3B-B55-GF-ELR-SMDB-2561 | BUILDING D55 | 1 | AL KIYUMI |  | Working |  |  |  | 10/10/2024 | 9/1/2025 | 10/4/2025 | 10/7/2025 | 9/11/2025 | 11/3/2026 | 11/7/2026 | 10/11/2026 | 2026-03-11 | 2025-11-09 | PPM-Electrical | 610
PPM-00610 | In-house PPM | ELECTRICAL | QUARTERLY | 3 | 0 | SUB MAIN POWER DB | SUB MAIN POWER DB,MB-Z3-D55GF-SMDB-2582,ELECTRICAL ROOM,GROUND FLOOR,BUILDING D-55,ZONE 3B(ZAHA),SBJ | SBJ-Z3B-B55-GF-ELR-SMDB-2582 | BUILDING D55 | 1 | FLAKT WOODS |  | Working |  |  |  | 10/10/2024 | 9/1/2025 | 10/4/2025 | 10/7/2025 | 9/11/2025 | 11/3/2026 | 11/7/2026 | 10/11/2026 | 2026-03-11 | 2025-11-09 | PPM-Electrical | 611
PPM-00611 | In-house PPM | ELECTRICAL | QUARTERLY | 3 | 0 | EXHAUST FAN | EXHAUST FAN,MB-Z3-D55GF-JETF-2616,PARKING,GROUND FLOOR,BUILDING D-55,ZONE 3B(ZAHA),SBJ | SBJ-Z3B-B55-GF-PRK-JETF-2616 | BUILDING D55 | 1 | FLAKT WOODS | HT035JM | Working |  |  |  | 10/10/2024 | 9/1/2025 | 10/4/2025 | 10/7/2025 | 9/11/2025 | 11/3/2026 | 11/7/2026 | 10/11/2026 | 2026-03-11 | 2025-11-09 | PPM-Electrical | 612
PPM-00612 | In-house PPM | ELECTRICAL | QUARTERLY | 3 | 0 | EXHAUST FAN | EXHAUST FAN,MB-Z3-D55GF-JETF-2617,PARKING,GROUND FLOOR,BUILDING D-55,ZONE 3B(ZAHA),SBJ | SBJ-Z3B-B55-GF-PRK-JETF-2617 | BUILDING D55 | 1 | FLAKT WOODS | HT035JM | Working |  |  |  | 10/10/2024 | 9/1/2025 | 10/4/2025 | 10/7/2025 | 9/11/2025 | 11/3/2026 | 11/7/2026 | 10/11/2026 | 2026-03-11 | 2025-11-09 | PPM-Electrical | 613
PPM-00613 | In-house PPM | ELECTRICAL | QUARTERLY | 3 | 0 | JET FAN | JET FAN,MB-Z3-D55GF-JETF-2684,PARKING,GROUND FLOOR,BUILDING D-55,ZONE 3B(ZAHA),SBJ | SBJ-Z3B-B55-GF-PRK-JETF-2684 | BUILDING D55 | 1 | FLAKT WOODS | 35JT-3SP-UBD-TB | Working |  |  |  | 12/10/2024 | 11/1/2025 | 12/4/2025 | 12/7/2025 | 11/11/2025 | 13/3/2026 | 13/7/2026 | 12/11/2026 | 2026-03-13 | 2025-11-11 | PPM-Electrical | 614
PPM-00614 | In-house PPM | ELECTRICAL | QUARTERLY | 3 | 0 | JET FAN | JET FAN,MB-Z3-D55GF-JETF-2685,PARKING,GROUND FLOOR,BUILDING D-55,ZONE 3B(ZAHA),SBJ | SBJ-Z3B-B55-GF-PRK-JETF-2685 | BUILDING D55 | 1 | FLAKT WOODS | 35JT-3SP-UBD-TB | Working |  |  |  | 12/10/2024 | 11/1/2025 | 12/4/2025 | 12/7/2025 | 11/11/2025 | 13/3/2026 | 13/7/2026 | 12/11/2026 | 2026-03-13 | 2025-11-11 | PPM-Electrical | 615
PPM-00615 | In-house PPM | ELECTRICAL | QUARTERLY | 3 | 0 | JET FAN | JET FAN,MB-Z3-D55GF-JETF-2686,PARKING,GROUND FLOOR,BUILDING D-55,ZONE 3B(ZAHA),SBJ | SBJ-Z3B-B55-GF-PRK-JETF-2686 | BUILDING D55 | 1 | FLAKT WOODS | 35JT-3SP-UBD-TB | Working |  |  |  | 12/10/2024 | 11/1/2025 | 12/4/2025 | 12/7/2025 | 11/11/2025 | 13/3/2026 | 13/7/2026 | 12/11/2026 | 2026-03-13 | 2025-11-11 | PPM-Electrical | 616
PPM-00616 | In-house PPM | ELECTRICAL | QUARTERLY | 3 | 0 | JET FAN | JET FAN,MB-Z3-D55GF-JETF-2687,PARKING,GROUND FLOOR,BUILDING D-55,ZONE 3B(ZAHA),SBJ | SBJ-Z3B-B55-GF-PRK-JETF-2687 | BUILDING D55 | 1 | FLAKT WOODS | 35JT-3SP-UBD-TB | Working |  |  |  | 12/10/2024 | 11/1/2025 | 12/4/2025 | 12/7/2025 | 11/11/2025 | 13/3/2026 | 13/7/2026 | 12/11/2026 | 2026-03-13 | 2025-11-11 | PPM-Electrical | 617
PPM-00617 | In-house PPM | ELECTRICAL | QUARTERLY | 3 | 0 | JET FAN | ELECTRICAL FITTINGS & FIXTURES,BUILDING D-55,ZONE 3B(ZAHA),SBJ | SBJ-Z3B-B55-EFF | BUILDING D55 | 1 |  |  | Working |  |  |  | 12/10/2024 | 11/1/2025 | 12/4/2025 | 12/7/2025 | 11/11/2025 | 13/3/2026 | 13/7/2026 | 12/11/2026 | 2026-03-13 | 2025-11-11 | PPM-Electrical | 618
PPM-00618 | In-house PPM | ELECTRICAL | QUARTERLY | 3 | 0 | JET FAN CONTROL | JET FAN CONTROL,MB-Z3-D56GF-JETCP-2499,ELECTRICAL ROOM,GROUND FLOOR,BUILDING D-56,ZONE 3B(ZAHA),SBJ | SBJ-Z3B-B56-GF-ELR-JETCP-2499 | BUILDING D56 | 1 | AL KIYUMI |  | Working |  |  |  | 12/10/2024 | 11/1/2025 | 12/4/2025 | 12/7/2025 | 11/11/2025 | 13/3/2026 | 13/7/2026 | 12/11/2026 | 2026-03-13 | 2025-11-11 | PPM-Electrical | 619
PPM-00619 | In-house PPM | ELECTRICAL | QUARTERLY | 3 | 0 | LIGHT CONTROL PANEL | LIGHT CONTROL PANEL,MB-Z3-D56GF-ELLCP-2520,ELECTRICAL ROOM,GROUND FLOOR,BUILDING D-56,ZONE 3B(ZAHA),SBJ | SBJ-Z3B-B56-GF-ELR-ELLCP-2520 | BUILDING D56 | 1 | AL KIYUMI |  | Working |  |  |  | 12/10/2024 | 11/1/2025 | 12/4/2025 | 12/7/2025 | 11/11/2025 | 13/3/2026 | 13/7/2026 | 12/11/2026 | 2026-03-13 | 2025-11-11 | PPM-Electrical | 620
PPM-00620 | In-house PPM | ELECTRICAL | QUARTERLY | 3 | 0 | POWER DB | POWER DB,MB-Z3-D56GF-ELDB-2541,ELECTRICAL ROOM,GROUND FLOOR,BUILDING D-56,ZONE 3B(ZAHA),SBJ | SBJ-Z3B-B56-GF-ELR-ELDB-2541 | BUILDING D56 | 1 | ABB |  | Working |  |  |  | 12/10/2024 | 11/1/2025 | 12/4/2025 | 12/7/2025 | 11/11/2025 | 13/3/2026 | 13/7/2026 | 12/11/2026 | 2026-03-13 | 2025-11-11 | PPM-Electrical | 621
PPM-00621 | In-house PPM | ELECTRICAL | QUARTERLY | 3 | 0 | SUB MAIN POWER DB | SUB MAIN POWER DB,MB-Z3-D56GF-SMDB-2562,ELECTRICAL ROOM,GROUND FLOOR,BUILDING D-56,ZONE 3B(ZAHA),SBJ | SBJ-Z3B-B56-GF-ELR-SMDB-2562 | BUILDING D56 | 1 | AL KIYUMI |  | Working |  |  |  | 12/10/2024 | 11/1/2025 | 12/4/2025 | 12/7/2025 | 11/11/2025 | 13/3/2026 | 13/7/2026 | 12/11/2026 | 2026-03-13 | 2025-11-11 | PPM-Electrical | 622
PPM-00622 | In-house PPM | ELECTRICAL | QUARTERLY | 3 | 0 | SUB MAIN POWER DB | SUB MAIN POWER DB,MB-Z3-D56GF-SMDB-2583,ELECTRICAL ROOM,GROUND FLOOR,BUILDING D-56,ZONE 3B(ZAHA),SBJ | SBJ-Z3B-B56-GF-ELR-SMDB-2583 | BUILDING D56 | 1 | FLAKT WOODS |  | Working |  |  |  | 12/10/2024 | 11/1/2025 | 12/4/2025 | 12/7/2025 | 11/11/2025 | 13/3/2026 | 13/7/2026 | 12/11/2026 | 2026-03-13 | 2025-11-11 | PPM-Electrical | 623
PPM-00623 | In-house PPM | ELECTRICAL | QUARTERLY | 3 | 0 | EXHAUST FAN | EXHAUST FAN,MB-Z3-D56GF-JETF-2618,PARKING,GROUND FLOOR,BUILDING D-56,ZONE 3B(ZAHA),SBJ | SBJ-Z3B-B56-GF-PRK-JETF-2618 | BUILDING D56 | 1 | FLAKT WOODS | HT035JM | Working |  |  |  | 12/10/2024 | 11/1/2025 | 12/4/2025 | 12/7/2025 | 11/11/2025 | 13/3/2026 | 13/7/2026 | 12/11/2026 | 2026-03-13 | 2025-11-11 | PPM-Electrical | 624
PPM-00624 | In-house PPM | ELECTRICAL | QUARTERLY | 3 | 0 | EXHAUST FAN | EXHAUST FAN,MB-Z3-D56GF-JETF-2619,PARKING,GROUND FLOOR,BUILDING D-56,ZONE 3B(ZAHA),SBJ | SBJ-Z3B-B56-GF-PRK-JETF-2619 | BUILDING D56 | 1 | FLAKT WOODS | HT035JM | Working |  |  |  | 13/10/2024 | 12/1/2025 | 13/4/2025 | 13/7/2025 | 12/11/2025 | 14/3/2026 | 14/7/2026 | 13/11/2026 | 2026-03-14 | 2025-11-12 | PPM-Electrical | 625
PPM-00625 | In-house PPM | ELECTRICAL | QUARTERLY | 3 | 0 | JET FAN | JET FAN,MB-Z3-D56GF-JETF-2688,PARKING,GROUND FLOOR,BUILDING D-56,ZONE 3B(ZAHA),SBJ | SBJ-Z3B-B56-GF-PRK-JETF-2688 | BUILDING D56 | 1 | FLAKT WOODS | 35JT-3SP-UBD-TB | Working |  |  |  | 13/10/2024 | 12/1/2025 | 13/4/2025 | 13/7/2025 | 12/11/2025 | 14/3/2026 | 14/7/2026 | 13/11/2026 | 2026-03-14 | 2025-11-12 | PPM-Electrical | 626
PPM-00626 | In-house PPM | ELECTRICAL | QUARTERLY | 3 | 0 | JET FAN | JET FAN,MB-Z3-D56GF-JETF-2689,PARKING,GROUND FLOOR,BUILDING D-56,ZONE 3B(ZAHA),SBJ | SBJ-Z3B-B56-GF-PRK-JETF-2689 | BUILDING D56 | 1 | FLAKT WOODS | 35JT-3SP-UBD-TB | Working |  |  |  | 13/10/2024 | 12/1/2025 | 13/4/2025 | 13/7/2025 | 12/11/2025 | 14/3/2026 | 14/7/2026 | 13/11/2026 | 2026-03-14 | 2025-11-12 | PPM-Electrical | 627
PPM-00627 | In-house PPM | ELECTRICAL | QUARTERLY | 3 | 0 | JET FAN | JET FAN,MB-Z3-D56GF-JETF-2690,PARKING,GROUND FLOOR,BUILDING D-56,ZONE 3B(ZAHA),SBJ | SBJ-Z3B-B56-GF-PRK-JETF-2690 | BUILDING D56 | 1 | FLAKT WOODS | 35JT-3SP-UBD-TB | Working |  |  |  | 13/10/2024 | 12/1/2025 | 13/4/2025 | 13/7/2025 | 12/11/2025 | 14/3/2026 | 14/7/2026 | 13/11/2026 | 2026-03-14 | 2025-11-12 | PPM-Electrical | 628
PPM-00628 | In-house PPM | ELECTRICAL | QUARTERLY | 3 | 0 | JET FAN | JET FAN,MB-Z3-D56GF-JETF-2691,PARKING,GROUND FLOOR,BUILDING D-56,ZONE 3B(ZAHA),SBJ | SBJ-Z3B-B56-GF-PRK-JETF-2691 | BUILDING D56 | 1 | FLAKT WOODS | 35JT-3SP-UBD-TB | Working |  |  |  | 13/10/2024 | 12/1/2025 | 13/4/2025 | 13/7/2025 | 12/11/2025 | 14/3/2026 | 14/7/2026 | 13/11/2026 | 2026-03-14 | 2025-11-12 | PPM-Electrical | 629
PPM-00629 | In-house PPM | ELECTRICAL | QUARTERLY | 3 | 0 | ELECTRICAL FITTINGS & FIXTURES | ELECTRICAL FITTINGS & FIXTURES,BUILDING D-56,ZONE 3B(ZAHA),SBJ | SBJ-Z3B-B56-EFF | BUILDING D56 | 1 |  |  | Working |  |  |  | 13/10/2024 | 12/1/2025 | 13/4/2025 | 13/7/2025 | 12/11/2025 | 14/3/2026 | 14/7/2026 | 13/11/2026 | 2026-03-14 | 2025-11-12 | PPM-Electrical | 630
PPM-00630 | In-house PPM | ELECTRICAL | QUARTERLY | 3 | 0 | JET FAN CONTROL | JET FAN CONTROL,MB-Z3-D57GF-JETCP-2500,ELECTRICAL ROOM,GROUND FLOOR,BUILDING D-57,ZONE 3B(ZAHA),SBJ | SBJ-Z3B-B57-GF-ELR-JETCP-2500 | BUILDING D57 | 1 | AL KIYUMI |  | Working |  |  |  | 13/10/2024 | 12/1/2025 | 13/4/2025 | 13/7/2025 | 12/11/2025 | 14/3/2026 | 14/7/2026 | 13/11/2026 | 2026-03-14 | 2025-11-12 | PPM-Electrical | 631
PPM-00631 | In-house PPM | ELECTRICAL | QUARTERLY | 3 | 0 | LIGHT CONTROL PANEL | LIGHT CONTROL PANEL,MB-Z3-D57GF-ELLCP-2521,ELECTRICAL ROOM,GROUND FLOOR,BUILDING D-57,ZONE 3B(ZAHA),SBJ | SBJ-Z3B-B57-GF-ELR-ELLCP-2521 | BUILDING D57 | 1 | AL KIYUMI |  | Working |  |  |  | 13/10/2024 | 12/1/2025 | 13/4/2025 | 13/7/2025 | 12/11/2025 | 14/3/2026 | 14/7/2026 | 13/11/2026 | 2026-03-14 | 2025-11-12 | PPM-Electrical | 632
PPM-00632 | In-house PPM | ELECTRICAL | QUARTERLY | 3 | 0 | POWER DB | POWER DB,MB-Z3-D57GF-ELDB-2542,ELECTRICAL ROOM,GROUND FLOOR,BUILDING D-57,ZONE 3B(ZAHA),SBJ | SBJ-Z3B-B57-GF-ELR-ELDB-2542 | BUILDING D57 | 1 | ABB |  | Working |  |  |  | 13/10/2024 | 12/1/2025 | 13/4/2025 | 13/7/2025 | 12/11/2025 | 14/3/2026 | 14/7/2026 | 13/11/2026 | 2026-03-14 | 2025-11-12 | PPM-Electrical | 633
PPM-00633 | In-house PPM | ELECTRICAL | QUARTERLY | 3 | 0 | SUB MAIN POWER DB | SUB MAIN POWER DB,MB-Z3-D57GF-SMDB-2563,ELECTRICAL ROOM,GROUND FLOOR,BUILDING D-57,ZONE 3B(ZAHA),SBJ | SBJ-Z3B-B57-GF-ELR-SMDB-2563 | BUILDING D57 | 1 | AL KIYUMI |  | Working |  |  |  | 13/10/2024 | 12/1/2025 | 13/4/2025 | 13/7/2025 | 12/11/2025 | 14/3/2026 | 14/7/2026 | 13/11/2026 | 2026-03-14 | 2025-11-12 | PPM-Electrical | 634
PPM-00634 | In-house PPM | ELECTRICAL | QUARTERLY | 3 | 0 | SUB MAIN POWER DB | SUB MAIN POWER DB,MB-Z3-D57GF-SMDB-2584,ELECTRICAL ROOM,GROUND FLOOR,BUILDING D-57,ZONE 3B(ZAHA),SBJ | SBJ-Z3B-B57-GF-ELR-SMDB-2584 | BUILDING D57 | 1 | FLAKT WOODS |  | Working |  |  |  | 13/10/2024 | 12/1/2025 | 13/4/2025 | 13/7/2025 | 12/11/2025 | 14/3/2026 | 14/7/2026 | 13/11/2026 | 2026-03-14 | 2025-11-12 | PPM-Electrical | 635
PPM-00635 | In-house PPM | ELECTRICAL | QUARTERLY | 3 | 0 | EXHAUST FAN | EXHAUST FAN,MB-Z3-D57GF-JETF-2620,PARKING,GROUND FLOOR,BUILDING D-57,ZONE 3B(ZAHA),SBJ | SBJ-Z3B-B57-GF-PRK-JETF-2620 | BUILDING D57 | 1 | FLAKT WOODS | HT035JM | Working |  |  |  | 14/10/2024 | 13/1/2025 | 14/4/2025 | 14/7/2025 | 13/11/2025 | 15/3/2026 | 15/7/2026 | 14/11/2026 | 2026-03-15 | 2025-11-13 | PPM-Electrical | 636
PPM-00636 | In-house PPM | ELECTRICAL | QUARTERLY | 3 | 0 | EXHAUST FAN | EXHAUST FAN,MB-Z3-D57GF-JETF-2621,PARKING,GROUND FLOOR,BUILDING D-57,ZONE 3B(ZAHA),SBJ | SBJ-Z3B-B57-GF-PRK-JETF-2621 | BUILDING D57 | 1 | FLAKT WOODS | HT035JM | Working |  |  |  | 14/10/2024 | 13/1/2025 | 14/4/2025 | 14/7/2025 | 13/11/2025 | 15/3/2026 | 15/7/2026 | 14/11/2026 | 2026-03-15 | 2025-11-13 | PPM-Electrical | 637
PPM-00637 | In-house PPM | ELECTRICAL | QUARTERLY | 3 | 0 | JET FAN | JET FAN,MB-Z3-D57GF-JETF-2692,PARKING,GROUND FLOOR,BUILDING D-57,ZONE 3B(ZAHA),SBJ | SBJ-Z3B-B57-GF-PRK-JETF-2692 | BUILDING D57 | 1 | FLAKT WOODS | 35JT-3SP-UBD-TB | Working |  |  |  | 14/10/2024 | 13/1/2025 | 14/4/2025 | 14/7/2025 | 13/11/2025 | 15/3/2026 | 15/7/2026 | 14/11/2026 | 2026-03-15 | 2025-11-13 | PPM-Electrical | 638
PPM-00638 | In-house PPM | ELECTRICAL | QUARTERLY | 3 | 0 | JET FAN | JET FAN,MB-Z3-D57GF-JETF-2693,PARKING,GROUND FLOOR,BUILDING D-57,ZONE 3B(ZAHA),SBJ | SBJ-Z3B-B57-GF-PRK-JETF-2693 | BUILDING D57 | 1 | FLAKT WOODS | 35JT-3SP-UBD-TB | Working |  |  |  | 14/10/2024 | 13/1/2025 | 14/4/2025 | 14/7/2025 | 13/11/2025 | 15/3/2026 | 15/7/2026 | 14/11/2026 | 2026-03-15 | 2025-11-13 | PPM-Electrical | 639
PPM-00639 | In-house PPM | ELECTRICAL | QUARTERLY | 3 | 0 | JET FAN | JET FAN,MB-Z3-D57GF-JETF-2694,PARKING,GROUND FLOOR,BUILDING D-57,ZONE 3B(ZAHA),SBJ | SBJ-Z3B-B57-GF-PRK-JETF-2694 | BUILDING D57 | 1 | FLAKT WOODS | 35JT-3SP-UBD-TB | Working |  |  |  | 14/10/2024 | 13/1/2025 | 14/4/2025 | 14/7/2025 | 13/11/2025 | 15/3/2026 | 15/7/2026 | 14/11/2026 | 2026-03-15 | 2025-11-13 | PPM-Electrical | 640
PPM-00640 | In-house PPM | ELECTRICAL | QUARTERLY | 3 | 0 | JET FAN | JET FAN,MB-Z3-D57GF-JETF-2695,PARKING,GROUND FLOOR,BUILDING D-57,ZONE 3B(ZAHA),SBJ | SBJ-Z3B-B57-GF-PRK-JETF-2695 | BUILDING D57 | 1 | FLAKT WOODS | 35JT-3SP-UBD-TB | Working |  |  |  | 14/10/2024 | 13/1/2025 | 14/4/2025 | 14/7/2025 | 13/11/2025 | 15/3/2026 | 15/7/2026 | 14/11/2026 | 2026-03-15 | 2025-11-13 | PPM-Electrical | 641
PPM-00641 | In-house PPM | ELECTRICAL | QUARTERLY | 3 | 0 | ELECTRICAL FITTINGS & FIXTURES | ELECTRICAL FITTINGS & FIXTURES,BUILDING D-57,ZONE 3B(ZAHA),SBJ | SBJ-Z3B-B57-EFF | BUILDING D57 | 1 |  |  | Working |  |  |  | 14/10/2024 | 13/1/2025 | 14/4/2025 | 14/7/2025 | 13/11/2025 | 15/3/2026 | 15/7/2026 | 14/11/2026 | 2026-03-15 | 2025-11-13 | PPM-Electrical | 642
PPM-00642 | In-house PPM | ELECTRICAL | QUARTERLY | 3 | 0 | JET FAN CONTROL | JET FAN CONTROL,MB-Z3-D58GF-JETCP-2501,ELECTRICAL ROOM,GROUND FLOOR,BUILDING D-58,ZONE 3B(ZAHA),SBJ | SBJ-Z3B-B58-GF-ELR-JETCP-2501 | BUILDING D58 | 1 | AL KIYUMI |  | Working |  |  |  | 14/10/2024 | 13/1/2025 | 14/4/2025 | 14/7/2025 | 13/11/2025 | 15/3/2026 | 15/7/2026 | 14/11/2026 | 2026-03-15 | 2025-11-13 | PPM-Electrical | 643
PPM-00643 | In-house PPM | ELECTRICAL | QUARTERLY | 3 | 0 | LIGHT CONTROL PANEL | LIGHT CONTROL PANEL,MB-Z3-D58GF-ELLCP-2522,ELECTRICAL ROOM,GROUND FLOOR,BUILDING D-58,ZONE 3B(ZAHA),SBJ | SBJ-Z3B-B58-GF-ELR-ELLCP-2522 | BUILDING D58 | 1 | AL KIYUMI |  | Working |  |  |  | 14/10/2024 | 13/1/2025 | 14/4/2025 | 14/7/2025 | 13/11/2025 | 15/3/2026 | 15/7/2026 | 14/11/2026 | 2026-03-15 | 2025-11-13 | PPM-Electrical | 644
PPM-00644 | In-house PPM | ELECTRICAL | QUARTERLY | 3 | 0 | POWER DB | POWER DB,MB-Z3-D58GF-ELDB-2543,ELECTRICAL ROOM,GROUND FLOOR,BUILDING D-58,ZONE 3B(ZAHA),SBJ | SBJ-Z3B-B58-GF-ELR-ELDB-2543 | BUILDING D58 | 1 | ABB |  | Working |  |  |  | 14/10/2024 | 13/1/2025 | 14/4/2025 | 14/7/2025 | 13/11/2025 | 15/3/2026 | 15/7/2026 | 14/11/2026 | 2026-03-15 | 2025-11-13 | PPM-Electrical | 645
PPM-00645 | In-house PPM | ELECTRICAL | QUARTERLY | 3 | 0 | SUB MAIN POWER DB | SUB MAIN POWER DB,MB-Z3-D58GF-SMDB-2564,ELECTRICAL ROOM,GROUND FLOOR,BUILDING D-58,ZONE 3B(ZAHA),SBJ | SBJ-Z3B-B58-GF-ELR-SMDB-2564 | BUILDING D58 | 1 | AL KIYUMI |  | Working |  |  |  | 15/10/2024 | 14/1/2025 | 15/4/2025 | 15/7/2025 | 14/11/2025 | 16/3/2026 | 16/7/2026 | 15/11/2026 | 2026-03-16 | 2025-11-14 | PPM-Electrical | 646
PPM-00646 | In-house PPM | ELECTRICAL | QUARTERLY | 3 | 0 | SUB MAIN POWER DB | SUB MAIN POWER DB,MB-Z3-D58GF-SMDB-2585,ELECTRICAL ROOM,GROUND FLOOR,BUILDING D-58,ZONE 3B(ZAHA),SBJ | SBJ-Z3B-B58-GF-ELR-SMDB-2585 | BUILDING D58 | 1 | FLAKT WOODS |  | Working |  |  |  | 15/10/2024 | 14/1/2025 | 15/4/2025 | 15/7/2025 | 14/11/2025 | 16/3/2026 | 16/7/2026 | 15/11/2026 | 2026-03-16 | 2025-11-14 | PPM-Electrical | 647
PPM-00647 | In-house PPM | ELECTRICAL | QUARTERLY | 3 | 0 | EXHAUST FAN | EXHAUST FAN,MB-Z3-D58GF-JETF-2622,PARKING,GROUND FLOOR,BUILDING D-58,ZONE 3B(ZAHA),SBJ | SBJ-Z3B-B58-GF-PRK-JETF-2622 | BUILDING D58 | 1 | FLAKT WOODS | HT035JM | Working |  |  |  | 15/10/2024 | 14/1/2025 | 15/4/2025 | 15/7/2025 | 14/11/2025 | 16/3/2026 | 16/7/2026 | 15/11/2026 | 2026-03-16 | 2025-11-14 | PPM-Electrical | 648
PPM-00648 | In-house PPM | ELECTRICAL | QUARTERLY | 3 | 0 | EXHAUST FAN | EXHAUST FAN,MB-Z3-D58GF-JETF-2623,PARKING,GROUND FLOOR,BUILDING D-58,ZONE 3B(ZAHA),SBJ | SBJ-Z3B-B58-GF-PRK-JETF-2623 | BUILDING D58 | 1 | FLAKT WOODS | HT035JM | Working |  |  |  | 15/10/2024 | 14/1/2025 | 15/4/2025 | 15/7/2025 | 14/11/2025 | 16/3/2026 | 16/7/2026 | 15/11/2026 | 2026-03-16 | 2025-11-14 | PPM-Electrical | 649
PPM-00649 | In-house PPM | ELECTRICAL | QUARTERLY | 3 | 0 | JET FAN | JET FAN,MB-Z3-D58GF-JETF-2696,PARKING,GROUND FLOOR,BUILDING D-58,ZONE 3B(ZAHA),SBJ | SBJ-Z3B-B58-GF-PRK-JETF-2696 | BUILDING D58 | 1 | FLAKT WOODS | 35JT-3SP-UBD-TB | Working |  |  |  | 15/10/2024 | 14/1/2025 | 15/4/2025 | 15/7/2025 | 14/11/2025 | 16/3/2026 | 16/7/2026 | 15/11/2026 | 2026-03-16 | 2025-11-14 | PPM-Electrical | 650
PPM-00650 | In-house PPM | ELECTRICAL | QUARTERLY | 3 | 0 | JET FAN | JET FAN,MB-Z3-D58GF-JETF-2697,PARKING,GROUND FLOOR,BUILDING D-58,ZONE 3B(ZAHA),SBJ | SBJ-Z3B-B58-GF-PRK-JETF-2697 | BUILDING D58 | 1 | FLAKT WOODS | 35JT-3SP-UBD-TB | Working |  |  |  | 15/10/2024 | 14/1/2025 | 15/4/2025 | 15/7/2025 | 14/11/2025 | 16/3/2026 | 16/7/2026 | 15/11/2026 | 2026-03-16 | 2025-11-14 | PPM-Electrical | 651
PPM-00651 | In-house PPM | ELECTRICAL | QUARTERLY | 3 | 0 | JET FAN | JET FAN,MB-Z3-D58GF-JETF-2698,PARKING,GROUND FLOOR,BUILDING D-58,ZONE 3B(ZAHA),SBJ | SBJ-Z3B-B58-GF-PRK-JETF-2698 | BUILDING D58 | 1 | FLAKT WOODS | 35JT-3SP-UBD-TB | Working |  |  |  | 15/10/2024 | 14/1/2025 | 15/4/2025 | 15/7/2025 | 14/11/2025 | 16/3/2026 | 16/7/2026 | 15/11/2026 | 2026-03-16 | 2025-11-14 | PPM-Electrical | 652
PPM-00652 | In-house PPM | ELECTRICAL | QUARTERLY | 3 | 0 | JET FAN | JET FAN,MB-Z3-D58GF-JETF-2699,PARKING,GROUND FLOOR,BUILDING D-58,ZONE 3B(ZAHA),SBJ | SBJ-Z3B-B58-GF-PRK-JETF-2699 | BUILDING D58 | 1 | FLAKT WOODS | 35JT-3SP-UBD-TB | Working |  |  |  | 15/10/2024 | 14/1/2025 | 15/4/2025 | 15/7/2025 | 14/11/2025 | 16/3/2026 | 16/7/2026 | 15/11/2026 | 2026-03-16 | 2025-11-14 | PPM-Electrical | 653
PPM-00653 | In-house PPM | ELECTRICAL | QUARTERLY | 3 | 0 | ELECTRICAL FITTINGS & FIXTURES | ELECTRICAL FITTINGS & FIXTURES,BUILDING D-58,ZONE 3B(ZAHA),SBJ | SBJ-Z3B-B58-EFF | BUILDING D58 | 1 |  |  | Working |  |  |  | 15/10/2024 | 14/1/2025 | 15/4/2025 | 15/7/2025 | 14/11/2025 | 16/3/2026 | 16/7/2026 | 15/11/2026 | 2026-03-16 | 2025-11-14 | PPM-Electrical | 654
PPM-00654 | In-house PPM | ELECTRICAL | QUARTERLY | 3 | 0 | JET FAN CONTROL | JET FAN CONTROL,MB-Z3-D59GF-JETCP-2502,ELECTRICAL ROOM,GROUND FLOOR,BUILDING D-59,ZONE 3B(ZAHA),SBJ | SBJ-Z3B-B59-GF-ELR-JETCP-2502 | BUILDING D59 | 1 | AL KIYUMI |  | Working |  |  |  | 15/10/2024 | 14/1/2025 | 15/4/2025 | 15/7/2025 | 14/11/2025 | 16/3/2026 | 16/7/2026 | 15/11/2026 | 2026-03-16 | 2025-11-14 | PPM-Electrical | 655
PPM-00655 | In-house PPM | ELECTRICAL | QUARTERLY | 3 | 0 | LIGHT CONTROL PANEL | LIGHT CONTROL PANEL,MB-Z3-D59GF-ELLCP-2523,ELECTRICAL ROOM,GROUND FLOOR,BUILDING D-59,ZONE 3B(ZAHA),SBJ | SBJ-Z3B-B59-GF-ELR-ELLCP-2523 | BUILDING D59 | 1 | AL KIYUMI |  | Working |  |  |  | 16/10/2024 | 15/1/2025 | 16/4/2025 | 16/7/2025 | 15/11/2025 | 17/3/2026 | 17/7/2026 | 16/11/2026 | 2026-03-17 | 2025-11-15 | PPM-Electrical | 656
PPM-00656 | In-house PPM | ELECTRICAL | QUARTERLY | 3 | 0 | POWER DB | POWER DB,MB-Z3-D59GF-ELDB-2544,ELECTRICAL ROOM,GROUND FLOOR,BUILDING D-59,ZONE 3B(ZAHA),SBJ | SBJ-Z3B-B59-GF-ELR-ELDB-2544 | BUILDING D59 | 1 | ABB |  | Working |  |  |  | 16/10/2024 | 15/1/2025 | 16/4/2025 | 16/7/2025 | 15/11/2025 | 17/3/2026 | 17/7/2026 | 16/11/2026 | 2026-03-17 | 2025-11-15 | PPM-Electrical | 657
PPM-00657 | In-house PPM | ELECTRICAL | QUARTERLY | 3 | 0 | SUB MAIN POWER DB | SUB MAIN POWER DB,MB-Z3-D59GF-SMDB-2565,ELECTRICAL ROOM,GROUND FLOOR,BUILDING D-59,ZONE 3B(ZAHA),SBJ | SBJ-Z3B-B59-GF-ELR-SMDB-2565 | BUILDING D59 | 1 | AL KIYUMI |  | Working |  |  |  | 16/10/2024 | 15/1/2025 | 16/4/2025 | 16/7/2025 | 15/11/2025 | 17/3/2026 | 17/7/2026 | 16/11/2026 | 2026-03-17 | 2025-11-15 | PPM-Electrical | 658
PPM-00658 | In-house PPM | ELECTRICAL | QUARTERLY | 3 | 0 | SUB MAIN POWER DB | SUB MAIN POWER DB,MB-Z3-D59GF-SMDB-2586,ELECTRICAL ROOM,GROUND FLOOR,BUILDING D-59,ZONE 3B(ZAHA),SBJ | SBJ-Z3B-B59-GF-ELR-SMDB-2586 | BUILDING D59 | 1 | FLAKT WOODS |  | Working |  |  |  | 16/10/2024 | 15/1/2025 | 16/4/2025 | 16/7/2025 | 15/11/2025 | 17/3/2026 | 17/7/2026 | 16/11/2026 | 2026-03-17 | 2025-11-15 | PPM-Electrical | 659
PPM-00659 | In-house PPM | ELECTRICAL | QUARTERLY | 3 | 0 | EXHAUST FAN | EXHAUST FAN,MB-Z3-D59GF-JETF-2624,PARKING,GROUND FLOOR,BUILDING D-59,ZONE 3B(ZAHA),SBJ | SBJ-Z3B-B59-GF-PRK-JETF-2624 | BUILDING D59 | 1 | FLAKT WOODS | HT035JM | Working |  |  |  | 16/10/2024 | 15/1/2025 | 16/4/2025 | 16/7/2025 | 15/11/2025 | 17/3/2026 | 17/7/2026 | 16/11/2026 | 2026-03-17 | 2025-11-15 | PPM-Electrical | 660
PPM-00660 | In-house PPM | ELECTRICAL | QUARTERLY | 3 | 0 | EXHAUST FAN | EXHAUST FAN,MB-Z3-D59GF-JETF-2625,PARKING,GROUND FLOOR,BUILDING D-59,ZONE 3B(ZAHA),SBJ | SBJ-Z3B-B59-GF-PRK-JETF-2625 | BUILDING D59 | 1 | FLAKT WOODS | HT035JM | Working |  |  |  | 16/10/2024 | 15/1/2025 | 16/4/2025 | 16/7/2025 | 15/11/2025 | 17/3/2026 | 17/7/2026 | 16/11/2026 | 2026-03-17 | 2025-11-15 | PPM-Electrical | 661
PPM-00661 | In-house PPM | ELECTRICAL | QUARTERLY | 3 | 0 | JET FAN | JET FAN,MB-Z3-D59GF-JETF-2700,PARKING,GROUND FLOOR,BUILDING D-59,ZONE 3B(ZAHA),SBJ | SBJ-Z3B-B59-GF-PRK-JETF-2700 | BUILDING D59 | 1 | FLAKT WOODS | 35JT-3SP-UBD-TB | Working |  |  |  | 16/10/2024 | 15/1/2025 | 16/4/2025 | 16/7/2025 | 15/11/2025 | 17/3/2026 | 17/7/2026 | 16/11/2026 | 2026-03-17 | 2025-11-15 | PPM-Electrical | 662
PPM-00662 | In-house PPM | ELECTRICAL | QUARTERLY | 3 | 0 | JET FAN | JET FAN,MB-Z3-D59GF-JETF-2701,PARKING,GROUND FLOOR,BUILDING D-59,ZONE 3B(ZAHA),SBJ | SBJ-Z3B-B59-GF-PRK-JETF-2701 | BUILDING D59 | 1 | FLAKT WOODS | 35JT-3SP-UBD-TB | Working |  |  |  | 16/10/2024 | 15/1/2025 | 16/4/2025 | 16/7/2025 | 15/11/2025 | 17/3/2026 | 17/7/2026 | 16/11/2026 | 2026-03-17 | 2025-11-15 | PPM-Electrical | 663
PPM-00663 | In-house PPM | ELECTRICAL | QUARTERLY | 3 | 0 | JET FAN | JET FAN,MB-Z3-D59GF-JETF-2702,PARKING,GROUND FLOOR,BUILDING D-59,ZONE 3B(ZAHA),SBJ | SBJ-Z3B-B59-GF-PRK-JETF-2702 | BUILDING D59 | 1 | FLAKT WOODS | 35JT-3SP-UBD-TB | Working |  |  |  | 16/10/2024 | 15/1/2025 | 16/4/2025 | 16/7/2025 | 15/11/2025 | 17/3/2026 | 17/7/2026 | 16/11/2026 | 2026-03-17 | 2025-11-15 | PPM-Electrical | 664
PPM-00664 | In-house PPM | ELECTRICAL | QUARTERLY | 3 | 0 | JET FAN | JET FAN,MB-Z3-D59GF-JETF-2703,PARKING,GROUND FLOOR,BUILDING D-59,ZONE 3B(ZAHA),SBJ | SBJ-Z3B-B59-GF-PRK-JETF-2703 | BUILDING D59 | 1 | FLAKT WOODS | 35JT-3SP-UBD-TB | Working |  |  |  | 16/10/2024 | 15/1/2025 | 16/4/2025 | 16/7/2025 | 15/11/2025 | 17/3/2026 | 17/7/2026 | 16/11/2026 | 2026-03-17 | 2025-11-15 | PPM-Electrical | 665
PPM-00665 | In-house PPM | ELECTRICAL | QUARTERLY | 3 | 0 | ELECTRICAL FITTINGS & FIXTURES | ELECTRICAL FITTINGS & FIXTURES,BUILDING D-59,ZONE 3B(ZAHA),SBJ | SBJ-Z3B-B59-EFF | BUILDING D59 | 1 |  |  | Working |  |  |  | 16/10/2024 | 15/1/2025 | 16/4/2025 | 16/7/2025 | 15/11/2025 | 17/3/2026 | 17/7/2026 | 16/11/2026 | 2026-03-17 | 2025-11-15 | PPM-Electrical | 666
PPM-00666 | In-house PPM | ELECTRICAL | QUARTERLY | 3 | 0 | JET FAN CONTROL | JET FAN CONTROL,MB-Z3-D60GF-JETCP-2503,ELECTRICAL ROOM,GROUND FLOOR,BUILDING D-60,ZONE 3B(ZAHA),SBJ | SBJ-Z3B-B60-GF-ELR-JETCP-2503 | BUILDING D60 | 1 | AL KIYUMI |  | Working |  |  |  | 17/10/2024 | 16/1/2025 | 17/4/2025 | 17/7/2025 | 16/11/2025 | 18/3/2026 | 18/7/2026 | 17/11/2026 | 2026-03-18 | 2025-11-16 | PPM-Electrical | 667
PPM-00667 | In-house PPM | ELECTRICAL | QUARTERLY | 3 | 0 | LIGHT CONTROL PANEL | LIGHT CONTROL PANEL,MB-Z3-D60GF-ELLCP-2524,ELECTRICAL ROOM,GROUND FLOOR,BUILDING D-60,ZONE 3B(ZAHA),SBJ | SBJ-Z3B-B60-GF-ELR-ELLCP-2524 | BUILDING D60 | 1 | AL KIYUMI |  | Working |  |  |  | 17/10/2024 | 16/1/2025 | 17/4/2025 | 17/7/2025 | 16/11/2025 | 18/3/2026 | 18/7/2026 | 17/11/2026 | 2026-03-18 | 2025-11-16 | PPM-Electrical | 668
PPM-00668 | In-house PPM | ELECTRICAL | QUARTERLY | 3 | 0 | POWER DB | POWER DB,MB-Z3-D60GF-ELDB-2545,ELECTRICAL ROOM,GROUND FLOOR,BUILDING D-60,ZONE 3B(ZAHA),SBJ | SBJ-Z3B-B60-GF-ELR-ELDB-2545 | BUILDING D60 | 1 | ABB |  | Working |  |  |  | 17/10/2024 | 16/1/2025 | 17/4/2025 | 17/7/2025 | 16/11/2025 | 18/3/2026 | 18/7/2026 | 17/11/2026 | 2026-03-18 | 2025-11-16 | PPM-Electrical | 669
PPM-00669 | In-house PPM | ELECTRICAL | QUARTERLY | 3 | 0 | SUB MAIN POWER DB | SUB MAIN POWER DB,MB-Z3-D60GF-SMDB-2566,ELECTRICAL ROOM,GROUND FLOOR,BUILDING D-60,ZONE 3B(ZAHA),SBJ | SBJ-Z3B-B60-GF-ELR-SMDB-2566 | BUILDING D60 | 1 | AL KIYUMI |  | Working |  |  |  | 17/10/2024 | 16/1/2025 | 17/4/2025 | 17/7/2025 | 16/11/2025 | 18/3/2026 | 18/7/2026 | 17/11/2026 | 2026-03-18 | 2025-11-16 | PPM-Electrical | 670
PPM-00670 | In-house PPM | ELECTRICAL | QUARTERLY | 3 | 0 | SUB MAIN POWER DB | SUB MAIN POWER DB,MB-Z3-D60GF-SMDB-2587,ELECTRICAL ROOM,GROUND FLOOR,BUILDING D-60,ZONE 3B(ZAHA),SBJ | SBJ-Z3B-B60-GF-ELR-SMDB-2587 | BUILDING D60 | 1 | FLAKT WOODS |  | Working |  |  |  | 17/10/2024 | 16/1/2025 | 17/4/2025 | 17/7/2025 | 16/11/2025 | 18/3/2026 | 18/7/2026 | 17/11/2026 | 2026-03-18 | 2025-11-16 | PPM-Electrical | 671
PPM-00671 | In-house PPM | ELECTRICAL | QUARTERLY | 3 | 0 | EXHAUST FAN | EXHAUST FAN,MB-Z3-D60GF-JETF-2626,PARKING,GROUND FLOOR,BUILDING D-60,ZONE 3B(ZAHA),SBJ | SBJ-Z3B-B60-GF-PRK-JETF-2626 | BUILDING D60 | 1 | FLAKT WOODS | HT035JM | Working |  |  |  | 17/10/2024 | 16/1/2025 | 17/4/2025 | 17/7/2025 | 16/11/2025 | 18/3/2026 | 18/7/2026 | 17/11/2026 | 2026-03-18 | 2025-11-16 | PPM-Electrical | 672
PPM-00672 | In-house PPM | ELECTRICAL | QUARTERLY | 3 | 0 | EXHAUST FAN | EXHAUST FAN,MB-Z3-D60GF-JETF-2627,PARKING,GROUND FLOOR,BUILDING D-60,ZONE 3B(ZAHA),SBJ | SBJ-Z3B-B60-GF-PRK-JETF-2627 | BUILDING D60 | 1 | FLAKT WOODS | HT035JM | Working |  |  |  | 17/10/2024 | 16/1/2025 | 17/4/2025 | 17/7/2025 | 16/11/2025 | 18/3/2026 | 18/7/2026 | 17/11/2026 | 2026-03-18 | 2025-11-16 | PPM-Electrical | 673
PPM-00673 | In-house PPM | ELECTRICAL | QUARTERLY | 3 | 0 | JET FAN | JET FAN,MB-Z3-D60GF-JETF-2704,PARKING,GROUND FLOOR,BUILDING D-60,ZONE 3B(ZAHA),SBJ | SBJ-Z3B-B60-GF-PRK-JETF-2704 | BUILDING D60 | 1 | FLAKT WOODS | 35JT-3SP-UBD-TB | Working |  |  |  | 17/10/2024 | 16/1/2025 | 17/4/2025 | 17/7/2025 | 16/11/2025 | 18/3/2026 | 18/7/2026 | 17/11/2026 | 2026-03-18 | 2025-11-16 | PPM-Electrical | 674
PPM-00674 | In-house PPM | ELECTRICAL | QUARTERLY | 3 | 0 | JET FAN | JET FAN,MB-Z3-D60GF-JETF-2705,PARKING,GROUND FLOOR,BUILDING D-60,ZONE 3B(ZAHA),SBJ | SBJ-Z3B-B60-GF-PRK-JETF-2705 | BUILDING D60 | 1 | FLAKT WOODS | 35JT-3SP-UBD-TB | Working |  |  |  | 17/10/2024 | 16/1/2025 | 17/4/2025 | 17/7/2025 | 16/11/2025 | 18/3/2026 | 18/7/2026 | 17/11/2026 | 2026-03-18 | 2025-11-16 | PPM-Electrical | 675
PPM-00675 | In-house PPM | ELECTRICAL | QUARTERLY | 3 | 0 | JET FAN | JET FAN,MB-Z3-D60GF-JETF-2706,PARKING,GROUND FLOOR,BUILDING D-60,ZONE 3B(ZAHA),SBJ | SBJ-Z3B-B60-GF-PRK-JETF-2706 | BUILDING D60 | 1 | FLAKT WOODS | 35JT-3SP-UBD-TB | Working |  |  |  | 17/10/2024 | 16/1/2025 | 17/4/2025 | 17/7/2025 | 16/11/2025 | 18/3/2026 | 18/7/2026 | 17/11/2026 | 2026-03-18 | 2025-11-16 | PPM-Electrical | 676
PPM-00676 | In-house PPM | ELECTRICAL | QUARTERLY | 3 | 0 | JET FAN | JET FAN,MB-Z3-D60GF-JETF-2707,PARKING,GROUND FLOOR,BUILDING D-60,ZONE 3B(ZAHA),SBJ | SBJ-Z3B-B60-GF-PRK-JETF-2707 | BUILDING D60 | 1 | FLAKT WOODS | 35JT-3SP-UBD-TB | Working |  |  |  | 17/10/2024 | 16/1/2025 | 17/4/2025 | 17/7/2025 | 16/11/2025 | 18/3/2026 | 18/7/2026 | 17/11/2026 | 2026-03-18 | 2025-11-16 | PPM-Electrical | 677
PPM-00677 | In-house PPM | ELECTRICAL | QUARTERLY | 3 | 0 | ELECTRICAL FITTINGS & FIXTURES | ELECTRICAL FITTINGS & FIXTURES,BUILDING D-60,ZONE 3B(ZAHA),SBJ | SBJ-Z3B-B60-EFF | BUILDING D60 | 1 |  |  | Working |  |  |  | 17/10/2024 | 16/1/2025 | 17/4/2025 | 17/7/2025 | 16/11/2025 | 18/3/2026 | 18/7/2026 | 17/11/2026 | 2026-03-18 | 2025-11-16 | PPM-Electrical | 678
PPM-00678 | In-house PPM | ELECTRICAL | QUARTERLY | 3 | 0 | JET FAN CONTROL | JET FAN CONTROL,MB-Z3-D61GF-JETCP-2504,ELECTRICAL ROOM,GROUND FLOOR,BUILDING D-61,ZONE 3B(ZAHA),SBJ | SBJ-Z3B-B61-GF-ELR-JETCP-2504 | BUILDING D61 | 1 | AL KIYUMI |  | Working |  |  |  | 17/10/2024 | 16/1/2025 | 17/4/2025 | 17/7/2025 | 16/11/2025 | 18/3/2026 | 18/7/2026 | 17/11/2026 | 2026-03-18 | 2025-11-16 | PPM-Electrical | 679
PPM-00679 | In-house PPM | ELECTRICAL | QUARTERLY | 3 | 0 | LIGHT CONTROL PANEL | LIGHT CONTROL PANEL,MB-Z3-D61GF-ELLCP-2525,ELECTRICAL ROOM,GROUND FLOOR,BUILDING D-61,ZONE 3B(ZAHA),SBJ | SBJ-Z3B-B61-GF-ELR-ELLCP-2525 | BUILDING D61 | 1 | AL KIYUMI |  | Working |  |  |  | 19/10/2024 | 18/1/2025 | 19/4/2025 | 19/7/2025 | 18/11/2025 | 20/3/2026 | 20/7/2026 | 19/11/2026 | 2026-03-20 | 2025-11-18 | PPM-Electrical | 680
PPM-00680 | In-house PPM | ELECTRICAL | QUARTERLY | 3 | 0 | POWER DB | POWER DB,MB-Z3-D61GF-ELDB-2546,ELECTRICAL ROOM,GROUND FLOOR,BUILDING D-61,ZONE 3B(ZAHA),SBJ | SBJ-Z3B-B61-GF-ELR-ELDB-2546 | BUILDING D61 | 1 | ABB |  | Working |  |  |  | 19/10/2024 | 18/1/2025 | 19/4/2025 | 19/7/2025 | 18/11/2025 | 20/3/2026 | 20/7/2026 | 19/11/2026 | 2026-03-20 | 2025-11-18 | PPM-Electrical | 681
PPM-00681 | In-house PPM | ELECTRICAL | QUARTERLY | 3 | 0 | SUB MAIN POWER DB | SUB MAIN POWER DB,MB-Z3-D61GF-SMDB-2567,ELECTRICAL ROOM,GROUND FLOOR,BUILDING D-61,ZONE 3B(ZAHA),SBJ | SBJ-Z3B-B61-GF-ELR-SMDB-2567 | BUILDING D61 | 1 | AL KIYUMI |  | Working |  |  |  | 19/10/2024 | 18/1/2025 | 19/4/2025 | 19/7/2025 | 18/11/2025 | 20/3/2026 | 20/7/2026 | 19/11/2026 | 2026-03-20 | 2025-11-18 | PPM-Electrical | 682
PPM-00682 | In-house PPM | ELECTRICAL | QUARTERLY | 3 | 0 | SUB MAIN POWER DB | SUB MAIN POWER DB,MB-Z3-D61GF-SMDB-2588,ELECTRICAL ROOM,GROUND FLOOR,BUILDING D-61,ZONE 3B(ZAHA),SBJ | SBJ-Z3B-B61-GF-ELR-SMDB-2588 | BUILDING D61 | 1 | FLAKT WOODS |  | Working |  |  |  | 19/10/2024 | 18/1/2025 | 19/4/2025 | 19/7/2025 | 18/11/2025 | 20/3/2026 | 20/7/2026 | 19/11/2026 | 2026-03-20 | 2025-11-18 | PPM-Electrical | 683
PPM-00683 | In-house PPM | ELECTRICAL | QUARTERLY | 3 | 0 | EXHAUST FAN | EXHAUST FAN,MB-Z3-D61GF-JETF-2628,PARKING,GROUND FLOOR,BUILDING D-61,ZONE 3B(ZAHA),SBJ | SBJ-Z3B-B61-GF-PRK-JETF-2628 | BUILDING D61 | 1 | FLAKT WOODS | HT035JM | Working |  |  |  | 19/10/2024 | 18/1/2025 | 19/4/2025 | 19/7/2025 | 18/11/2025 | 20/3/2026 | 20/7/2026 | 19/11/2026 | 2026-03-20 | 2025-11-18 | PPM-Electrical | 684
PPM-00684 | In-house PPM | ELECTRICAL | QUARTERLY | 3 | 0 | EXHAUST FAN | EXHAUST FAN,MB-Z3-D61GF-JETF-2629,PARKING,GROUND FLOOR,BUILDING D-61,ZONE 3B(ZAHA),SBJ | SBJ-Z3B-B61-GF-PRK-JETF-2629 | BUILDING D61 | 1 | FLAKT WOODS | HT035JM | Working |  |  |  | 19/10/2024 | 18/1/2025 | 19/4/2025 | 19/7/2025 | 18/11/2025 | 20/3/2026 | 20/7/2026 | 19/11/2026 | 2026-03-20 | 2025-11-18 | PPM-Electrical | 685
PPM-00685 | In-house PPM | ELECTRICAL | QUARTERLY | 3 | 0 | JET FAN | JET FAN,MB-Z3-D61GF-JETF-2708,PARKING,GROUND FLOOR,BUILDING D-61,ZONE 3B(ZAHA),SBJ | SBJ-Z3B-B61-GF-PRK-JETF-2708 | BUILDING D61 | 1 | FLAKT WOODS | 35JT-3SP-UBD-TB | Working |  |  |  | 19/10/2024 | 18/1/2025 | 19/4/2025 | 19/7/2025 | 18/11/2025 | 20/3/2026 | 20/7/2026 | 19/11/2026 | 2026-03-20 | 2025-11-18 | PPM-Electrical | 686
PPM-00686 | In-house PPM | ELECTRICAL | QUARTERLY | 3 | 0 | JET FAN | JET FAN,MB-Z3-D61GF-JETF-2709,PARKING,GROUND FLOOR,BUILDING D-61,ZONE 3B(ZAHA),SBJ | SBJ-Z3B-B61-GF-PRK-JETF-2709 | BUILDING D61 | 1 | FLAKT WOODS | 35JT-3SP-UBD-TB | Working |  |  |  | 19/10/2024 | 18/1/2025 | 19/4/2025 | 19/7/2025 | 18/11/2025 | 20/3/2026 | 20/7/2026 | 19/11/2026 | 2026-03-20 | 2025-11-18 | PPM-Electrical | 687
PPM-00687 | In-house PPM | ELECTRICAL | QUARTERLY | 3 | 0 | JET FAN | JET FAN,MB-Z3-D61GF-JETF-2710,PARKING,GROUND FLOOR,BUILDING D-61,ZONE 3B(ZAHA),SBJ | SBJ-Z3B-B61-GF-PRK-JETF-2710 | BUILDING D61 | 1 | FLAKT WOODS | 35JT-3SP-UBD-TB | Working |  |  |  | 19/10/2024 | 18/1/2025 | 19/4/2025 | 19/7/2025 | 18/11/2025 | 20/3/2026 | 20/7/2026 | 19/11/2026 | 2026-03-20 | 2025-11-18 | PPM-Electrical | 688
PPM-00688 | In-house PPM | ELECTRICAL | QUARTERLY | 3 | 0 | JET FAN | JET FAN,MB-Z3-D61GF-JETF-2711,PARKING,GROUND FLOOR,BUILDING D-61,ZONE 3B(ZAHA),SBJ | SBJ-Z3B-B61-GF-PRK-JETF-2711 | BUILDING D61 | 1 | FLAKT WOODS | 35JT-3SP-UBD-TB | Working |  |  |  | 19/10/2024 | 18/1/2025 | 19/4/2025 | 19/7/2025 | 18/11/2025 | 20/3/2026 | 20/7/2026 | 19/11/2026 | 2026-03-20 | 2025-11-18 | PPM-Electrical | 689
PPM-00689 | In-house PPM | ELECTRICAL | QUARTERLY | 3 | 0 | ELECTRICAL FITTINGS & FIXTURES | ELECTRICAL FITTINGS & FIXTURES,BUILDING D-61,ZONE 3B(ZAHA),SBJ | SBJ-Z3B-B61-EFF | BUILDING D61 | 1 |  |  | Working |  |  |  | 19/10/2024 | 18/1/2025 | 19/4/2025 | 19/7/2025 | 18/11/2025 | 20/3/2026 | 20/7/2026 | 19/11/2026 | 2026-03-20 | 2025-11-18 | PPM-Electrical | 690
PPM-00690 | In-house PPM | ELECTRICAL | QUARTERLY | 3 | 0 | JET FAN CONTROL | JET FAN CONTROL,MB-Z3-D62GF-JETCP-2505,ELECTRICAL ROOM,GROUND FLOOR,BUILDING D-62,ZONE 3B(ZAHA),SBJ | SBJ-Z3B-B62-GF-ELR-JETCP-2505 | BUILDING D62 | 1 | AL KIYUMI |  | Working |  |  |  | 19/10/2024 | 18/1/2025 | 19/4/2025 | 19/7/2025 | 18/11/2025 | 20/3/2026 | 20/7/2026 | 19/11/2026 | 2026-03-20 | 2025-11-18 | PPM-Electrical | 691
PPM-00691 | In-house PPM | ELECTRICAL | QUARTERLY | 3 | 0 | LIGHT CONTROL PANEL | LIGHT CONTROL PANEL,MB-Z3-D62GF-ELLCP-2526,ELECTRICAL ROOM,GROUND FLOOR,BUILDING D-62,ZONE 3B(ZAHA),SBJ | SBJ-Z3B-B62-GF-ELR-ELLCP-2526 | BUILDING D62 | 1 | AL KIYUMI |  | Working |  |  |  | 20/10/2024 | 19/1/2025 | 20/4/2025 | 20/7/2025 | 19/11/2025 | 21/3/2026 | 21/7/2026 | 20/11/2026 | 2026-03-21 | 2025-11-19 | PPM-Electrical | 692
PPM-00692 | In-house PPM | ELECTRICAL | QUARTERLY | 3 | 0 | POWER DB | POWER DB,MB-Z3-D62GF-ELDB-2547,ELECTRICAL ROOM,GROUND FLOOR,BUILDING D-62,ZONE 3B(ZAHA),SBJ | SBJ-Z3B-B62-GF-ELR-ELDB-2547 | BUILDING D62 | 1 | ABB |  | Working |  |  |  | 20/10/2024 | 19/1/2025 | 20/4/2025 | 20/7/2025 | 19/11/2025 | 21/3/2026 | 21/7/2026 | 20/11/2026 | 2026-03-21 | 2025-11-19 | PPM-Electrical | 693
PPM-00693 | In-house PPM | ELECTRICAL | QUARTERLY | 3 | 0 | SUB MAIN POWER DB | SUB MAIN POWER DB,MB-Z3-D62GF-SMDB-2568,ELECTRICAL ROOM,GROUND FLOOR,BUILDING D-62,ZONE 3B(ZAHA),SBJ | SBJ-Z3B-B62-GF-ELR-SMDB-2568 | BUILDING D62 | 1 | AL KIYUMI |  | Working |  |  |  | 20/10/2024 | 19/1/2025 | 20/4/2025 | 20/7/2025 | 19/11/2025 | 21/3/2026 | 21/7/2026 | 20/11/2026 | 2026-03-21 | 2025-11-19 | PPM-Electrical | 694
PPM-00694 | In-house PPM | ELECTRICAL | QUARTERLY | 3 | 0 | SUB MAIN POWER DB | SUB MAIN POWER DB,MB-Z3-D62GF-SMDB-2589,ELECTRICAL ROOM,GROUND FLOOR,BUILDING D-62,ZONE 3B(ZAHA),SBJ | SBJ-Z3B-B62-GF-ELR-SMDB-2589 | BUILDING D62 | 1 | FLAKT WOODS |  | Working |  |  |  | 20/10/2024 | 19/1/2025 | 20/4/2025 | 20/7/2025 | 19/11/2025 | 21/3/2026 | 21/7/2026 | 20/11/2026 | 2026-03-21 | 2025-11-19 | PPM-Electrical | 695
PPM-00695 | In-house PPM | ELECTRICAL | QUARTERLY | 3 | 0 | EXHAUST FAN | EXHAUST FAN,MB-Z3-D62GF-JETF-2630,PARKING,GROUND FLOOR,BUILDING D-62,ZONE 3B(ZAHA),SBJ | SBJ-Z3B-B62-GF-PRK-JETF-2630 | BUILDING D62 | 1 | FLAKT WOODS | HT035JM | Working |  |  |  | 20/10/2024 | 19/1/2025 | 20/4/2025 | 20/7/2025 | 19/11/2025 | 21/3/2026 | 21/7/2026 | 20/11/2026 | 2026-03-21 | 2025-11-19 | PPM-Electrical | 696
PPM-00696 | In-house PPM | ELECTRICAL | QUARTERLY | 3 | 0 | EXHAUST FAN | EXHAUST FAN,MB-Z3-D62GF-JETF-2631,PARKING,GROUND FLOOR,BUILDING D-62,ZONE 3B(ZAHA),SBJ | SBJ-Z3B-B62-GF-PRK-JETF-2631 | BUILDING D62 | 1 | FLAKT WOODS | HT035JM | Working |  |  |  | 20/10/2024 | 19/1/2025 | 20/4/2025 | 20/7/2025 | 19/11/2025 | 21/3/2026 | 21/7/2026 | 20/11/2026 | 2026-03-21 | 2025-11-19 | PPM-Electrical | 697
PPM-00697 | In-house PPM | ELECTRICAL | QUARTERLY | 3 | 0 | JET FAN | JET FAN,MB-Z3-D62GF-JETF-2712,PARKING,GROUND FLOOR,BUILDING D-62,ZONE 3B(ZAHA),SBJ | SBJ-Z3B-B62-GF-PRK-JETF-2712 | BUILDING D62 | 1 | FLAKT WOODS | 35JT-3SP-UBD-TB | Working |  |  |  | 20/10/2024 | 19/1/2025 | 20/4/2025 | 20/7/2025 | 19/11/2025 | 21/3/2026 | 21/7/2026 | 20/11/2026 | 2026-03-21 | 2025-11-19 | PPM-Electrical | 698
PPM-00698 | In-house PPM | ELECTRICAL | QUARTERLY | 3 | 0 | JET FAN | JET FAN,MB-Z3-D62GF-JETF-2713,PARKING,GROUND FLOOR,BUILDING D-62,ZONE 3B(ZAHA),SBJ | SBJ-Z3B-B62-GF-PRK-JETF-2713 | BUILDING D62 | 1 | FLAKT WOODS | 35JT-3SP-UBD-TB | Working |  |  |  | 20/10/2024 | 19/1/2025 | 20/4/2025 | 20/7/2025 | 19/11/2025 | 21/3/2026 | 21/7/2026 | 20/11/2026 | 2026-03-21 | 2025-11-19 | PPM-Electrical | 699
PPM-00699 | In-house PPM | ELECTRICAL | QUARTERLY | 3 | 0 | JET FAN | JET FAN,MB-Z3-D62GF-JETF-2714,PARKING,GROUND FLOOR,BUILDING D-62,ZONE 3B(ZAHA),SBJ | SBJ-Z3B-B62-GF-PRK-JETF-2714 | BUILDING D62 | 1 | FLAKT WOODS | 35JT-3SP-UBD-TB | Working |  |  |  | 20/10/2024 | 19/1/2025 | 20/4/2025 | 20/7/2025 | 19/11/2025 | 21/3/2026 | 21/7/2026 | 20/11/2026 | 2026-03-21 | 2025-11-19 | PPM-Electrical | 700
PPM-00700 | In-house PPM | ELECTRICAL | QUARTERLY | 3 | 0 | JET FAN | JET FAN,MB-Z3-D62GF-JETF-2715,PARKING,GROUND FLOOR,BUILDING D-62,ZONE 3B(ZAHA),SBJ | SBJ-Z3B-B62-GF-PRK-JETF-2715 | BUILDING D62 | 1 | FLAKT WOODS | 35JT-3SP-UBD-TB | Working |  |  |  | 21/10/2024 | 20/1/2025 | 21/4/2025 | 21/7/2025 | 20/11/2025 | 22/3/2026 | 22/7/2026 | 21/11/2026 | 2026-03-22 | 2025-11-20 | PPM-Electrical | 701
PPM-00701 | In-house PPM | ELECTRICAL | QUARTERLY | 3 | 0 | ELECTRICAL FITTINGS & FIXTURES | ELECTRICAL FITTINGS & FIXTURES,BUILDING D-62,ZONE 3B(ZAHA),SBJ | SBJ-Z3B-B62-EFF | BUILDING D62 | 1 |  |  | Working |  |  |  | 21/10/2024 | 20/1/2025 | 21/4/2025 | 21/7/2025 | 20/11/2025 | 22/3/2026 | 22/7/2026 | 21/11/2026 | 2026-03-22 | 2025-11-20 | PPM-Electrical | 702
PPM-00702 | In-house PPM | ELECTRICAL | QUARTERLY | 3 | 0 | PUMP CONTROL PANEL | LIFTING STATION LS-02(MB-2-23GL-0196),NEAR ROAD 3,ZONE-2,SBJ | SBJ-Z1-R03-LS2-LS-0196 | LIFTING STATION 2 - ROAD 3 - ZONE 1 | 1 |  |  | Working |  |  |  | 21/10/2024 | 20/1/2025 | 21/4/2025 | 21/7/2025 | 20/11/2025 | 22/3/2026 | 22/7/2026 | 21/11/2026 | 2026-03-22 | 2025-11-20 | PPM-Electrical | 703
PPM-00703 | In-house PPM | ELECTRICAL | QUARTERLY | 3 | 0 | PUMP CONTROL PANEL | LIFTING STATION LS-03(MB-8-45GL-0194),NEAR ROAD 1A,ZONE-8,SBJ | SBJ-Z8-LS3-LS-0194 | LIFTING STATION 3 - ROAD 8 - ZONE 2 | 1 |  |  | Working |  |  |  | 21/10/2024 | 20/1/2025 | 21/4/2025 | 21/7/2025 | 20/11/2025 | 22/3/2026 | 22/7/2026 | 21/11/2026 | 2026-03-22 | 2025-11-20 | PPM-Electrical | 704
PPM-00704 | In-house PPM | ELECTRICAL | QUARTERLY | 3 | 0 | PUMP CONTROL PANEL | LIFTING STATION LS-04(MB-5-44GL-0193),NEAR VILLA NO. 15,ZONE-5,SBJ | SBJ-Z5-LS4-LS-0193 | LIFTING STATION 4 - ROAD 15 - ZONE 05 | 1 |  |  | Working |  |  |  | 21/10/2024 | 20/1/2025 | 21/4/2025 | 21/7/2025 | 20/11/2025 | 22/3/2026 | 22/7/2026 | 21/11/2026 | 2026-03-22 | 2025-11-20 | PPM-Electrical | 705
PPM-00705 | In-house PPM | ELECTRICAL | QUARTERLY | 3 | 0 | PUMP CONTROL PANEL | LIFTING STATION LS-05(MB-1-42GL-0197),HELIPAD AREA,ZONE-1,SBJ | SBJ-Z1-LS5-LS-0197 | LIFTING STATION 5 - ROAD 3 - ZONE 01 | 1 |  |  | Working |  |  |  | 21/10/2024 | 20/1/2025 | 21/4/2025 | 21/7/2025 | 20/11/2025 | 22/3/2026 | 22/7/2026 | 21/11/2026 | 2026-03-22 | 2025-11-20 | PPM-Electrical | 706
PPM-00706 | In-house PPM | ELECTRICAL | QUARTERLY | 3 | 0 | PUMP CONTROL PANEL | PUMPING STATION PS-01(MB-2-57GL-0190),NEAR TRANSFORMER ROOM ROAD-2,ZONE-2,SBJ | SBJ-Z2-R02-PS1-PS-0190 | PUMPING STATION 1 - ZONE 2, ROAD 2 | 1 |  |  | Working |  |  |  | 21/10/2024 | 20/1/2025 | 21/4/2025 | 21/7/2025 | 20/11/2025 | 22/3/2026 | 22/7/2026 | 21/11/2026 | 2026-03-22 | 2025-11-20 | PPM-Electrical | 707
PPM-00707 | In-house PPM | ELECTRICAL | QUARTERLY | 3 | 0 | PUMP CONTROL PANEL | PUMPING STATION PS-03(MB-3-43GL-0191),ROAD NO.2 GATE 2 EXIT,ZONE-02,ZONE-3,SBJ | SBJ-Z3-R1G-ELPCP-0191 | PUMPING STATION 3 - ZONE 3, ROAD 9 | 1 |  |  | Working |  |  |  | 21/10/2024 | 20/1/2025 | 21/4/2025 | 21/7/2025 | 20/11/2025 | 22/3/2026 | 22/7/2026 | 21/11/2026 | 2026-03-22 | 2025-11-20 | PPM-Electrical | 708
PPM-00708 | In-house PPM | ELECTRICAL | QUARTERLY | 3 | 0 | PUMP CONTROL PANEL | PUMP CONTROL PANEL,PUMPING STATION PS-04(MB-3-43GL-0192),NEAR D-75,ZONE-03,SBJ | SBJ-Z3A-V42-CMA-ELPCP-0192 | PUMPING STATION 4 - ZONE 3 , ROAD 11 | 1 |  |  | Working |  |  |  | 21/10/2024 | 20/1/2025 | 21/4/2025 | 21/7/2025 | 20/11/2025 | 22/3/2026 | 22/7/2026 | 21/11/2026 | 2026-03-22 | 2025-11-20 | PPM-Electrical | 709
PPM-00709 | In-house PPM | ELECTRICAL | QUARTERLY | 3 | 0 | ODOUR CONTROL PANEL | ODOUR CONTROL UNITS(MB-3-43GL-0212),PUMPING STATION PS-4,ZONE-3,SBJ | SBJ-Z3-PS4-PLOCU-0212 | PUMPING STATION 4 - ZONE 3 , ROAD 11 | 1 | AMER AIR INTL. | OCU - A | Working |  |  |  | 21/10/2024 | 20/1/2025 | 21/4/2025 | 21/7/2025 | 20/11/2025 | 22/3/2026 | 22/7/2026 | 21/11/2026 | 2026-03-22 | 2025-11-20 | PPM-Electrical | 710
PPM-00710 | In-house PPM | ELECTRICAL | QUARTERLY | 3 | 0 | PUMP CONTROL PANEL | PUMPING STATION PS-05(MB-8-45GL-0195),NEAR HOTEL (ZONE-8),ZONE-08,ZONE-8,SBJ | SBJ-Z8-PS5-PS-0195 | PUMPING STATION 5 - ZONE 8 , ROAD 01 | 1 |  |  | Working |  |  |  | 22/10/2024 | 21/1/2025 | 22/4/2025 | 22/7/2025 | 21/11/2025 | 23/3/2026 | 23/7/2026 | 22/11/2026 | 2026-03-23 | 2025-11-21 | PPM-Electrical | 711
PPM-00711 | In-house PPM | ELECTRICAL | QUARTERLY | 3 | 0 | POWER DB | ACTUATOR-DB-05(MB-1-22GL-0188),NEAR ROAD-15 (ZONE-5),ROAD-1,ZONE-5,SBJ | SBJ-Z5-R01-ELDB-0188 | Z5 POWER DB | 1 |  |  | Working |  |  |  | 22/10/2024 | 21/1/2025 | 22/4/2025 | 22/7/2025 | 21/11/2025 | 23/3/2026 | 23/7/2026 | 22/11/2026 | 2026-03-23 | 2025-11-21 | PPM-Electrical | 712
PPM-00712 | In-house PPM | ELECTRICAL | QUARTERLY | 3 | 0 | POWER DB | ACTUATOR-DB-06(MB-1-22GL-0189),NEAR VILLA (ZONE-8),ROAD-1,ZONE-8,SBJ | SBJ-Z8-R01-ELDB-0189 | Z8 POWER DB | 1 |  |  | Working |  |  |  | 22/10/2024 | 21/1/2025 | 22/4/2025 | 22/7/2025 | 21/11/2025 | 23/3/2026 | 23/7/2026 | 22/11/2026 | 2026-03-23 | 2025-11-21 | PPM-Electrical | 713
PPM-00713 | In-house PPM | ELECTRICAL | QUARTERLY | 3 | 0 | POWER DB | POWER DB, NEAR TAXI STAND,ROAD-1,ZONE-1,SBJ | SBJ-Z1-R01-ELDB-0184 | Z1 POWER DB | 1 |  |  | Working |  |  |  | 22/10/2024 | 21/1/2025 | 22/4/2025 | 22/7/2025 | 21/11/2025 | 23/3/2026 | 23/7/2026 | 22/11/2026 | 2026-03-23 | 2025-11-21 | PPM-Electrical | 714
PPM-00714 | In-house PPM | ELECTRICAL | QUARTERLY | 3 | 0 | POWER DB | POWER DB, NEAR ROAD- 8,ROAD-1,ZONE-1,SBJ | SBJ-Z1-R01-ELDB-0185 | Z1 POWER DB | 1 |  |  | Working |  |  |  | 22/10/2024 | 21/1/2025 | 22/4/2025 | 22/7/2025 | 21/11/2025 | 23/3/2026 | 23/7/2026 | 22/11/2026 | 2026-03-23 | 2025-11-21 | PPM-Electrical | 715
PPM-00715 | In-house PPM | ELECTRICAL | QUARTERLY | 3 | 0 | POWER DB | ROAD-2 NEAR FOUNTAIN,ROAD-1,ZONE-1,SBJ | SBJ-Z1-R01-ELDB-0186 | Z1 POWER DB | 1 |  |  | Working |  |  |  | 22/10/2024 | 21/1/2025 | 22/4/2025 | 22/7/2025 | 21/11/2025 | 23/3/2026 | 23/7/2026 | 22/11/2026 | 2026-03-23 | 2025-11-21 | PPM-Electrical | 716
PPM-00716 | In-house PPM | ELECTRICAL | QUARTERLY | 3 | 0 | POWER DB | ACTUATOR-DB-04(MB-1-22GL-0187),NEAR ROAD-11 (ZONE-3),ROAD-1,ZONE-3,SBJ | SBJ-Z3-R01-ELDB-0187 | Z3 POWER DB | 1 |  |  | Working |  |  |  | 22/10/2024 | 21/1/2025 | 22/4/2025 | 22/7/2025 | 21/11/2025 | 23/3/2026 | 23/7/2026 | 22/11/2026 | 2026-03-23 | 2025-11-21 | PPM-Electrical | 717
PPM-00717 | In-house PPM | ELECTRICAL | QUARTERLY | 3 | 0 | PUMP CONTROL PANEL | CONTROL PANEL-01(MB-8-45GL-0177),BEACH WELL PUMP ROOM,ZONE-08,SBJ | SBJ-Z8-BWP-PC-0177 | PUMP CONTROL ROOM - ZONE 8 | 1 | OMAN PUMPS |  | Working |  |  |  | 22/10/2024 | 21/1/2025 | 22/4/2025 | 22/7/2025 | 21/11/2025 | 23/3/2026 | 23/7/2026 | 22/11/2026 | 2026-03-23 | 2025-11-21 | PPM-Electrical | 718
PPM-00718 | In-house PPM | ELECTRICAL | QUARTERLY | 3 | 0 | PUMP CONTROL PANEL | CONTROL PANEL-02(MB-1-42GL-0178),BEACH WELL PUMP ROOM,ZONE-08,SBJ | SBJ-Z8-BWP-PC2-0178 | PUMP CONTROL ROOM - ZONE 8 | 1 | OMAN PUMPS |  | Working |  |  |  | 22/10/2024 | 21/1/2025 | 22/4/2025 | 22/7/2025 | 21/11/2025 | 23/3/2026 | 23/7/2026 | 22/11/2026 | 2026-03-23 | 2025-11-21 | PPM-Electrical | 719
PPM-00719 | In-house PPM | ELECTRICAL | QUARTERLY | 3 | 0 | PUMP CONTROL PANEL | CONTROL PANEL-03(MB-8-45GL-0179),BEACH WELL PUMP ROOM,ZONE-08,SBJ | SBJ-Z8-BWP-PC3-0179 | PUMP CONTROL ROOM - ZONE 8 | 1 | OMAN PUMPS |  | Working |  |  |  | 22/10/2024 | 21/1/2025 | 22/4/2025 | 22/7/2025 | 21/11/2025 | 23/3/2026 | 23/7/2026 | 22/11/2026 | 2026-03-23 | 2025-11-21 | PPM-Electrical | 720
PPM-00720 | In-house PPM | ELECTRICAL | QUARTERLY | 3 | 0 | PLC PANEL | PLC PANEL(MB-8-45GL-0176),BEACH WELL PUMP ROOM,ZONE-08,SBJ | SBJ-Z8-BWP-PLC-0176 | PLC PANEL | 1 | SEIMENS |  | Working |  |  |  | 23/10/2024 | 22/1/2025 | 23/4/2025 | 23/7/2025 | 22/11/2025 | 24/3/2026 | 24/7/2026 | 23/11/2026 | 2026-03-24 | 2025-11-22 | PPM-Electrical | 721
PPM-00721 | In-house PPM | ELECTRICAL | QUARTERLY | 3 | 0 | POWER DB | POWER PANEL(MB-8-45GL-0175),BEACH WELL PUMP ROOM,ZONE-08,SBJ | SBJ-Z8-BWP-PDB-0175 | POWER DB | 1 |  |  | Working |  |  |  | 23/10/2024 | 22/1/2025 | 23/4/2025 | 23/7/2025 | 22/11/2025 | 24/3/2026 | 24/7/2026 | 23/11/2026 | 2026-03-24 | 2025-11-22 | PPM-Electrical | 722
PPM-00722 | In-house PPM | ELECTRICAL | QUARTERLY | 3 | 0 | STREET LIGHTS | ZONE-1,SBJ | SBJ-Z1-SL | STREET LIGHTS | 1 |  |  | Working |  |  |  | 23/10/2024 | 22/1/2025 | 23/4/2025 | 23/7/2025 | 22/11/2025 | 24/3/2026 | 24/7/2026 | 23/11/2026 | 2026-03-24 | 2025-11-22 | PPM-Electrical | 723
PPM-00723 | In-house PPM | ELECTRICAL | QUARTERLY | 3 | 0 | STREET LIGHTS | ZONE-2,SBJ | SBJ-Z2-SL | STREET LIGHTS | 1 |  |  | Working |  |  |  | 23/10/2024 | 22/1/2025 | 23/4/2025 | 23/7/2025 | 22/11/2025 | 24/3/2026 | 24/7/2026 | 23/11/2026 | 2026-03-24 | 2025-11-22 | PPM-Electrical | 724
PPM-00724 | In-house PPM | ELECTRICAL | QUARTERLY | 3 | 0 | STREET LIGHTS | ZONE-3,SBJ | SBJ-Z3-SL | STREET LIGHTS | 1 |  |  | Working |  |  |  | 23/10/2024 | 22/1/2025 | 23/4/2025 | 23/7/2025 | 22/11/2025 | 24/3/2026 | 24/7/2026 | 23/11/2026 | 2026-03-24 | 2025-11-22 | PPM-Electrical | 725
PPM-00725 | In-house PPM | ELECTRICAL | QUARTERLY | 3 | 0 | STREET LIGHTS | ZONE-5,SBJ | SBJ-Z5-SL | STREET LIGHTS | 1 |  |  | Working |  |  |  | 23/10/2024 | 22/1/2025 | 23/4/2025 | 23/7/2025 | 22/11/2025 | 24/3/2026 | 24/7/2026 | 23/11/2026 | 2026-03-24 | 2025-11-22 | PPM-Electrical | 726
PPM-00726 | In-house PPM | ELECTRICAL | QUARTERLY | 3 | 0 | STREET LIGHTS | ZONE-8,SBJ | SBJ-Z8-SL | STREET LIGHTS | 1 |  |  | Working |  |  |  | 23/10/2024 | 22/1/2025 | 23/4/2025 | 23/7/2025 | 22/11/2025 | 24/3/2026 | 24/7/2026 | 23/11/2026 | 2026-03-24 | 2025-11-22 | PPM-Electrical | 727
PPM-00727 | In-house PPM | ELECTRICAL | QUARTERLY | 3 | 0 | LIGHT CONTROL PANEL | FEEDER PILLAR-04,STREET LIGHT(MB-2-57GL-0180),NEAR FOUNTAIN,ZONE-02,ZONE-2,SBJ | SBJ-Z2-LP1 | LIGHT CONTROL PANEL | 1 |  |  | Working |  |  |  | 23/10/2024 | 22/1/2025 | 23/4/2025 | 23/7/2025 | 22/11/2025 | 24/3/2026 | 24/7/2026 | 23/11/2026 | 2026-03-24 | 2025-11-22 | PPM-Electrical | 728
PPM-00728 | In-house PPM | ELECTRICAL | QUARTERLY | 3 | 0 | LIGHT CONTROL PANEL | FEEDER PILLAR-02,STREET LIGHT(MB-3-43GL-0181),ROAD NO.1,ZONE-03,ZONE-3,SBJ | SBJ-Z3-LP1 | LIGHT CONTROL PANEL | 1 |  |  | Working |  |  |  | 23/10/2024 | 22/1/2025 | 23/4/2025 | 23/7/2025 | 22/11/2025 | 24/3/2026 | 24/7/2026 | 23/11/2026 | 2026-03-24 | 2025-11-22 | PPM-Electrical | 729
PPM-00729 | In-house PPM | ELECTRICAL | QUARTERLY | 3 | 0 | LIGHT CONTROL PANEL | FEEDER PILLAR-01,STREET LIGHT(MB-8-45GL-0182),NEAR TRANSFORMER ROOM,ZONE-08,ZONE-8,SBJ | SBJ-Z8-LP1 | LIGHT CONTROL PANEL | 1 |  |  | Working |  |  |  | 24/10/2024 | 23/1/2025 | 24/4/2025 | 24/7/2025 | 23/11/2025 | 25/3/2026 | 25/7/2026 | 24/11/2026 | 2026-03-25 | 2025-11-23 | PPM-Electrical | 730
PPM-00730 | In-house PPM | ELECTRICAL | QUARTERLY | 3 | 0 | LIGHT CONTROL PANEL | LANDSCAPING LIGHTING-01,(MB-1-22GL-0201),NEAR SECURITY GUARD POST,ROAD-1,ZONE-1,SBJ | SBJ-Z1-R01-ELLCP-0201 | LIGHT CONTROL PANEL | 1 |  |  | Working |  |  |  | 24/10/2024 | 23/1/2025 | 24/4/2025 | 24/7/2025 | 23/11/2025 | 25/3/2026 | 25/7/2026 | 24/11/2026 | 2026-03-25 | 2025-11-23 | PPM-Electrical | 731
PPM-00731 | In-house PPM | ELECTRICAL | QUARTERLY | 3 | 0 | LIGHT CONTROL PANEL | LANDSCAPING LIGHTING-02,(MB-1-22GL-0202),NEAR ROAD-8 TURNING,ROAD-1,ZONE-1,SBJ | SBJ-Z1-R01-ELLCP-0202 | LIGHT CONTROL PANEL | 1 |  |  | Working |  |  |  | 24/10/2024 | 23/1/2025 | 24/4/2025 | 24/7/2025 | 23/11/2025 | 25/3/2026 | 25/7/2026 | 24/11/2026 | 2026-03-25 | 2025-11-23 | PPM-Electrical | 732
PPM-00732 | In-house PPM | ELECTRICAL | QUARTERLY | 3 | 0 | LIGHT CONTROL PANEL | LANDSCAPING LIGHTING-03,(MB-3-43GL-0203),NEAR ROAD-2 EXIT,ZONE-3,SBJ | SBJ-Z3-R02-LP3 | LIGHT CONTROL PANEL | 1 |  |  | Working |  |  |  | 24/10/2024 | 23/1/2025 | 24/4/2025 | 24/7/2025 | 23/11/2025 | 25/3/2026 | 25/7/2026 | 24/11/2026 | 2026-03-25 | 2025-11-23 | PPM-Electrical | 733
PPM-00733 | In-house PPM | ELECTRICAL | QUARTERLY | 3 | 0 | LIGHT CONTROL PANEL | LANDSCAPING LIGHTING-04,(MB-3-43GL-0204),NEAR ROAD-10,ZONE-3,SBJ | SBJ-Z3-R10-LP4 | LIGHT CONTROL PANEL | 1 |  |  | Working |  |  |  | 24/10/2024 | 23/1/2025 | 24/4/2025 | 24/7/2025 | 23/11/2025 | 25/3/2026 | 25/7/2026 | 24/11/2026 | 2026-03-25 | 2025-11-23 | PPM-Electrical | 734
PPM-00734 | In-house PPM | ELECTRICAL | QUARTERLY | 3 | 0 | LIGHT CONTROL PANEL | LANDSCAPING LIGHTING-05,(MB-8-45GL-0205),OPP HOTEL ENTRANCE,ZONE-08,ZONE-8,SBJ | SBJ-Z8-LP5 | LIGHT CONTROL PANEL | 1 |  |  | Working |  |  |  | 24/10/2024 | 23/1/2025 | 24/4/2025 | 24/7/2025 | 23/11/2025 | 25/3/2026 | 25/7/2026 | 24/11/2026 | 2026-03-25 | 2025-11-23 | PPM-Electrical | 735
PPM-00735 | In-house PPM | ELECTRICAL | QUARTERLY | 3 | 0 | LIGHT CONTROL PANEL | LANDSCAPING LIGHTING-06,(MB-8-45GL-0206),NEAR HOTEL (ZONE-8),ZONE-08,ZONE-8,SBJ | SBJ-Z8-LP6 | LIGHT CONTROL PANEL | 1 |  |  | Working |  |  |  | 24/10/2024 | 23/1/2025 | 24/4/2025 | 24/7/2025 | 23/11/2025 | 25/3/2026 | 25/7/2026 | 24/11/2026 | 2026-03-25 | 2025-11-23 | PPM-Electrical | 736
PPM-00736 | In-house PPM | ELECTRICAL | QUARTERLY | 3 | 0 | AUTOMATIC POWER FACTOR CONTROL PANEL | CAPACITOR PANEL,(MB-1-46GL-0170),IRRIGATION PUMP ROOM-1,TECHNICAL ZONE,ZONE-1,SBJ | SBJ-Z1-IP1-APFC | IRRIGATION PUMP ROOM | 1 | DEP. COMM. CENTER |  | Working |  |  |  | 24/10/2024 | 23/1/2025 | 24/4/2025 | 24/7/2025 | 23/11/2025 | 25/3/2026 | 25/7/2026 | 24/11/2026 | 2026-03-25 | 2025-11-23 | PPM-Electrical | 737
PPM-00737 | In-house PPM | ELECTRICAL | QUARTERLY | 3 | 0 | CONTROL PANEL | VFD CONTROL PANEL-01,(MB-1-46GL-0168),IRRIGATION PUMP ROOM-1,TECHNICAL ZONE,ZONE-1,SBJ | SBJ-Z1-IP1-VFD1 | IRRIGATION PUMP ROOM | 1 | AL MANVIR |  | Not working |  |  |  | 24/10/2024 | 23/1/2025 | 24/4/2025 | 24/7/2025 | 23/11/2025 | 25/3/2026 | 25/7/2026 | 24/11/2026 | 2026-03-25 | 2025-11-23 | PPM-Electrical | 738
PPM-00738 | In-house PPM | ELECTRICAL | QUARTERLY | 3 | 0 | CONTROL PANEL | VFD CONTROL PANEL-02,(MB-1-46GL-0169),IRRIGATION PUMP ROOM-1,TECHNICAL ZONE,ZONE-1,SBJ | SBJ-Z1-IP1-VFD2 | IRRIGATION PUMP ROOM | 1 | AL MANVIR |  | Working |  |  |  | 24/10/2024 | 23/1/2025 | 24/4/2025 | 24/7/2025 | 23/11/2025 | 25/3/2026 | 25/7/2026 | 24/11/2026 | 2026-03-25 | 2025-11-23 | PPM-Electrical | 739
PPM-00739 | In-house PPM | ELECTRICAL | QUARTERLY | 3 | 0 | CONTROL PANEL | MOV STARTER PANEL,(MB-1-46GL-0172),IRRIGATION PUMP ROOM-1,TECHNICAL ZONE,ZONE-1,SBJ | SBJ-Z1-IP1-MSP | IRRIGATION PUMP ROOM | 1 |  |  | Working |  |  |  | 26/10/2024 | 25/1/2025 | 26/4/2025 | 26/7/2025 | 25/11/2025 | 27/3/2026 | 27/7/2026 | 26/11/2026 | 2026-03-27 | 2025-11-25 | PPM-Electrical | 740
PPM-00740 | In-house PPM | ELECTRICAL | QUARTERLY | 3 | 0 | PLC PANEL | PLC CONTROL PANEL,(MB-1-46GL-0171),IRRIGATION PUMP ROOM-1,TECHNICAL ZONE,ZONE-1,SBJ | SBJ-Z1-IP1-PLC | IRRIGATION PUMP ROOM | 1 |  |  | Working |  |  |  | 26/10/2024 | 25/1/2025 | 26/4/2025 | 26/7/2025 | 25/11/2025 | 27/3/2026 | 27/7/2026 | 26/11/2026 | 2026-03-27 | 2025-11-25 | PPM-Electrical | 741
PPM-00741 | In-house PPM | ELECTRICAL | QUARTERLY | 3 | 0 | POWER DB | POWER DB,(MB-1-46GL-0167),IRRIGATION PUMP ROOM-1,TECHNICAL ZONE,ZONE-1,SBJ | SBJ-Z1-IP1-ELDB | IRRIGATION PUMP ROOM | 1 |  |  | Working |  |  |  | 26/10/2024 | 25/1/2025 | 26/4/2025 | 26/7/2025 | 25/11/2025 | 27/3/2026 | 27/7/2026 | 26/11/2026 | 2026-03-27 | 2025-11-25 | PPM-Electrical | 742
PPM-00742 | In-house PPM | ELECTRICAL | QUARTERLY | 3 | 0 | PUMP CONTROL PANEL | SUMP PUMP CONTROL PANEL,(MB-1-46GL-0173),IRRIGATION PUMP ROOM-1,TECHNICAL ZONE,ZONE-1,SBJ | SBJ-Z1-IP1-SCP | IRRIGATION PUMP ROOM | 1 | AL MANVIR |  | Working |  |  |  | 26/10/2024 | 25/1/2025 | 26/4/2025 | 26/7/2025 | 25/11/2025 | 27/3/2026 | 27/7/2026 | 26/11/2026 | 2026-03-27 | 2025-11-25 | PPM-Electrical | 743
PPM-00743 | In-house PPM | ELECTRICAL | QUARTERLY | 3 | 0 | IRRIGATION PUMP CONTROL PANEL | IRRIGATION PANEL-2,(MB-3-43GL-0198),NEAR VILLA NO. 16, ZONE-3,SBJ | SBJ-Z3B-V16-CMA-ELPCP-0198 | IRRIGATION PUMP CONTROL PANEL | 1 |  |  | Working |  |  |  | 26/10/2024 | 25/1/2025 | 26/4/2025 | 26/7/2025 | 25/11/2025 | 27/3/2026 | 27/7/2026 | 26/11/2026 | 2026-03-27 | 2025-11-25 | PPM-Electrical | 744
PPM-00744 | In-house PPM | ELECTRICAL | QUARTERLY | 3 | 0 | IRRIGATION PUMP CONTROL PANEL | IRRIGATION PANEL-3,(MB-5-44GL-0199),NEAR VILLA NO. 22,ZONE-5,SBJ | SBJ-Z5-ICP3 | IRRIGATION PUMP CONTROL PANEL | 1 |  |  | Working |  |  |  | 26/10/2024 | 25/1/2025 | 26/4/2025 | 26/7/2025 | 25/11/2025 | 27/3/2026 | 27/7/2026 | 26/11/2026 | 2026-03-27 | 2025-11-25 | PPM-Electrical | 745
PPM-00745 | In-house PPM | ELECTRICAL | QUARTERLY | 3 | 0 | IRRIGATION PUMP CONTROL PANEL | IRRIGATION PANEL-4,(MB-8-45GL-0200),NEAR TRANSFER ROOM,ZONE 8,SBJ | SBJ-Z8-IP4-IP4 | IRRIGATION PUMP CONTROL PANEL | 1 |  |  | Working |  |  |  | 26/10/2024 | 25/1/2025 | 26/4/2025 | 26/7/2025 | 25/11/2025 | 27/3/2026 | 27/7/2026 | 26/11/2026 | 2026-03-27 | 2025-11-25 | PPM-Electrical | 746
PPM-00746 | In-house PPM | MECHANICAL & PLUMBING | 4 months | 4 | 0 | WATER FEATURE | WATER FEATURE 1,MAIN GATE 1,ZONE 1,SBJ | SBJ-Z1-MG1-WF1 | MAIN GATE 1 | 4 | [6 empty] | 4/8/2024 | 4/12/2024 | 26/12/2024 | 27/4/2025 | 27/8/2025 | 27/12/2025 | 28/4/2026 | 28/8/2026 | 2026-04-28 | 2025-12-27 | PPM-Mech&Plumb | 2
PPM-00747 | In-house PPM | MECHANICAL & PLUMBING | 4 months | 4 | 0 | FIRE BOWL-1 | FIRE BOWL-1,MAIN GATE 1,ZONE 1,SBJ | SBJ-Z1-MG1-WFFB1 | MAIN GATE 1 | 4 | [6 empty] | 4/8/2024 | 4/12/2024 | 26/12/2024 | 27/4/2025 | 27/8/2025 | 27/12/2025 | 28/4/2026 | 28/8/2026 | 2026-04-28 | 2025-12-27 | PPM-Mech&Plumb | 3
PPM-00748 | In-house PPM | MECHANICAL & PLUMBING | 4 months | 4 | 0 | BOOSTER PUMP-1 | BOOSTER PUMP-1,MAIN GATE 1,ZONE 1,SBJ | SBJ-Z1-MG1-WFBP1 | MAIN GATE 1 | 4 | [6 empty] | 4/8/2024 | 4/12/2024 | 26/12/2024 | 27/4/2025 | 27/8/2025 | 27/12/2025 | 28/4/2026 | 28/8/2026 | 2026-04-28 | 2025-12-27 | PPM-Mech&Plumb | 4
PPM-00749 | In-house PPM | MECHANICAL & PLUMBING | 4 months | 4 | 0 | SAND FILTER | SAND FILTER 1,MAIN GATE 1,ZONE 1,SBJ | SBJ-Z1-MG1-WFSF1 | MAIN GATE 1 | 4 | [6 empty] | 4/8/2024 | 4/12/2024 | 26/12/2024 | 27/4/2025 | 27/8/2025 | 27/12/2025 | 28/4/2026 | 28/8/2026 | 2026-04-28 | 2025-12-27 | PPM-Mech&Plumb | 5
PPM-00750 | In-house PPM | MECHANICAL & PLUMBING | 4 months | 4 | 0 | WATER FEATURE | WATER FEATURE 2,MAIN GATE 1,ZONE 1,SBJ | SBJ-Z1-MG1-WF2 | MAIN GATE 1 | 4 | [6 empty] | 5/8/2024 | 5/12/2024 | 27/12/2024 | 28/4/2025 | 28/8/2025 | 28/12/2025 | 29/4/2026 | 29/8/2026 | 2026-04-29 | 2025-12-28 | PPM-Mech&Plumb | 6
PPM-00751 | In-house PPM | MECHANICAL & PLUMBING | 4 months | 4 | 0 | SAND FILTER | SAND FILTER 2,MAIN GATE 1,ZONE 1,SBJ | SBJ-Z1-MG1-WFSF2 | MAIN GATE 1 | 4 | [6 empty] | 5/8/2024 | 5/12/2024 | 27/12/2024 | 28/4/2025 | 28/8/2025 | 28/12/2025 | 29/4/2026 | 29/8/2026 | 2026-04-29 | 2025-12-28 | PPM-Mech&Plumb | 7
PPM-00752 | In-house PPM | MECHANICAL & PLUMBING | 4 months | 4 | 0 | FIRE BOWL-2 | FIRE BOWL-2,MAIN GATE 1,ZONE 1,SBJ | SBJ-Z1-MG1-WFFB2 | MAIN GATE 1 | 4 | [6 empty] | 5/8/2024 | 5/12/2024 | 27/12/2024 | 28/4/2025 | 28/8/2025 | 28/12/2025 | 29/4/2026 | 29/8/2026 | 2026-04-29 | 2025-12-28 | PPM-Mech&Plumb | 8
PPM-00753 | In-house PPM | MECHANICAL & PLUMBING | 4 months | 4 | 0 | BOOSTER PUMP-2 | BOOSTER PUMP-2,MAIN GATE 1,ZONE 1,SBJ | SBJ-Z1-MG1-WFBP2 | MAIN GATE 1 | 4 | [6 empty] | 5/8/2024 | 5/12/2024 | 27/12/2024 | 28/4/2025 | 28/8/2025 | 28/12/2025 | 29/4/2026 | 29/8/2026 | 2026-04-29 | 2025-12-28 | PPM-Mech&Plumb | 9
PPM-00754 | In-house PPM | MECHANICAL & PLUMBING | 4 months | 4 | 0 | SANITARY FITTINGS & FIXTURES | SANITARY FITTINGS & FIXTURES,MB-Z1-SECGF-PLMSF-2786,SECURITY / CCTV BUILDING,ZONE 1,SBJ | SBJ-Z1-SCB-PLMSF-2786 | SCB | 4 | [6 empty] | 6/8/2024 | 6/12/2024 | 28/12/2024 | 29/4/2025 | 29/8/2025 | 29/12/2025 | 30/4/2026 | 30/8/2026 | 2025-12-29 | 2025-08-29 | PPM-Mech&Plumb | 10
PPM-00755 | In-house PPM | MECHANICAL & PLUMBING | 4 months | 4 | 0 | WATER HEATER | WATER HEATERS,SECURITY / CCTV BUILDING,ZONE 1,SBJ | SBJ-Z1-SCB-PLMWH-2797 | SCB | 4 | [6 empty] | 6/8/2024 | 6/12/2024 | 28/12/2024 | 29/4/2025 | 29/8/2025 | 29/12/2025 | 30/4/2026 | 30/8/2026 | 2025-12-29 | 2025-08-29 | PPM-Mech&Plumb | 11
PPM-00756 | In-house PPM | MECHANICAL & PLUMBING | 4 months | 4 | 0 | COLD WATER BOOSTER PUMP | COLD WATER BOOSTER PUMP,SECURITY / CCTV BUILDING,ZONE 1,SBJ | SBJ-Z1-SCB-CP1 | SCB | 4 | [6 empty] | 6/8/2024 | 6/12/2024 | 28/12/2024 | 29/4/2025 | 29/8/2025 | 29/12/2025 | 30/4/2026 | 30/8/2026 | 2025-12-29 | 2025-08-29 | PPM-Mech&Plumb | 12
PPM-00757 | In-house PPM | MECHANICAL & PLUMBING | 4 months | 4 | 0 | SANITARY FITTINGS & FIXTURES | SANITARY FITTINGS & FIXTURES,MB-Z1-ROPGF-PLMSF-2784,ROP BUILDING,ZONE 1(ANCILLIARY BUILDING),SBJ | SBJ-Z1-ROP-PLMSF-2784 | ROP | 4 | [6 empty] | 6/8/2024 | 6/12/2024 | 28/12/2024 | 29/4/2025 | 29/8/2025 | 29/12/2025 | 30/4/2026 | 30/8/2026 | 2025-12-29 | 2025-08-29 | PPM-Mech&Plumb | 13
PPM-00758 | In-house PPM | MECHANICAL & PLUMBING | 4 months | 4 | 0 | WATER HEATER | WATER HEATERS,MB-Z1-ROPGF-PLMWH-2795,ROP BUILDING,ZONE 1(ANCILLIARY BUILDING),SBJ | SBJ-Z1-ROP-PLMWH-2795 | ROP | 4 | [6 empty] | 7/8/2024 | 7/12/2024 | 29/12/2024 | 30/4/2025 | 30/8/2025 | 30/12/2025 | 1/5/2026 | 31/8/2026 | 2025-12-30 | 2025-08-30 | PPM-Mech&Plumb | 14
PPM-00759 | In-house PPM | MECHANICAL & PLUMBING | 4 months | 4 | 0 | COLD WATER BOOSTER PUMP | COLD WATER BOOSTER PUMP-1,NURSERY BUILDING,ZONE 1,SBJ | SBJ-Z1-NUB-CP1 | NURSSERY BUILDING | 4 | KSB | ETB 040-025-160 |  |  |  |  | 7/8/2024 | 7/12/2024 | 29/12/2024 | 30/4/2025 | 30/8/2025 | 30/12/2025 | 1/5/2026 | 31/8/2026 | 2025-12-30 | 2025-08-30 | PPM-Mech&Plumb | 15
PPM-00760 | In-house PPM | MECHANICAL & PLUMBING | 4 months | 4 | 0 | COLD WATER BOOSTER PUMP | COLD WATER BOOSTER PUMP-2,NURSERY BUILDING,ZONE 1,SBJ | SBJ-Z1-NUB-CP2 | NURSSERY BUILDING | 4 | KSB | ETB 040-025-160 |  |  |  |  | 7/8/2024 | 7/12/2024 | 29/12/2024 | 30/4/2025 | 30/8/2025 | 30/12/2025 | 1/5/2026 | 31/8/2026 | 2025-12-30 | 2025-08-30 | PPM-Mech&Plumb | 16
PPM-00761 | In-house PPM | MECHANICAL & PLUMBING | 4 months | 4 | 0 | IRRIGATION PUMP | IRRIGATION PUMP-1(MB-1-11GF-0360),FIRE PUMP ROOM,ZONE 1,SBJ | SBJ-Z1-FPR-IP1 | FIRE PUMP ROOM | 4 | LOWARA | 10SV08F030T/D |  |  |  |  | 7/8/2024 | 7/12/2024 | 29/12/2024 | 30/4/2025 | 30/8/2025 | 30/12/2025 | 1/5/2026 | 31/8/2026 | 2025-12-30 | 2025-08-30 | PPM-Mech&Plumb | 17
PPM-00762 | In-house PPM | MECHANICAL & PLUMBING | 4 months | 4 | 0 | IRRIGATION PUMP | IRRIGATION PUMP-2(MB-1-11GF-0361),FIRE PUMP ROOM,ZONE 1,SBJ | SBJ-Z1-FPR-IP2 | FIRE PUMP ROOM | 4 | LOWARA | 10SV08F030T/D |  |  |  |  | 8/8/2024 | 8/12/2024 | 30/12/2024 | 1/5/2025 | 31/8/2025 | 31/12/2025 | 2/5/2026 | 1/9/2026 | 2025-12-31 | 2025-08-31 | PPM-Mech&Plumb | 18
PPM-00763 | In-house PPM | MECHANICAL & PLUMBING | 4 months | 4 | 0 | SUMP PUMP | SUMP PUMP(MB-1-11GF-0359),FIRE PUMP ROOM,ZONE 1,SBJ | SBJ-Z1-FPR-SMP | FIRE PUMP ROOM | 4 | [6 empty] | 8/8/2024 | 8/12/2024 | 30/12/2024 | 1/5/2025 | 31/8/2025 | 31/12/2025 | 2/5/2026 | 1/9/2026 | 2025-12-31 | 2025-08-31 | PPM-Mech&Plumb | 19
PPM-00764 | In-house PPM | MECHANICAL & PLUMBING | 4 months | 4 | 0 | SANITARY FITTINGS & FIXTURES | SANITARY FITTINGS & FIXTURES,FM BUILDING,ZONE 1,SBJ | SBJ-Z1-FM-SFF | FM BUILDING | 4 | [6 empty] | 8/8/2024 | 8/12/2024 | 30/12/2024 | 1/5/2025 | 31/8/2025 | 31/12/2025 | 2/5/2026 | 1/9/2026 | 2025-12-31 | 2025-08-31 | PPM-Mech&Plumb | 20
PPM-00765 | In-house PPM | MECHANICAL & PLUMBING | 4 months | 4 | 0 | WATER HEATER | WATER HEATER,FM BUILDING,ZONE 1,SBJ | SBJ-Z1-FM-WHT | FM BUILDING | 4 | [6 empty] | 8/8/2024 | 8/12/2024 | 30/12/2024 | 1/5/2025 | 31/8/2025 | 31/12/2025 | 2/5/2026 | 1/9/2026 | 2025-12-31 | 2025-08-31 | PPM-Mech&Plumb | 21
PPM-00766 | In-house PPM | MECHANICAL & PLUMBING | 4 months | 4 | 0 | COLD WATER BOOSTER PUMP | COLD WATER BOOSTER PUMP(MB-1-1RF-0366),ROOFTOP,FM BUILDING,ZONE 1,SBJ | SBJ-Z1-FM-CP1 | FM BUILDING | 4 | KSB | ETB 050-032-160 |  |  |  |  | 10/8/2024 | 10/12/2024 | 1/1/2025 | 3/5/2025 | 2/9/2025 | 2/1/2026 | 4/5/2026 | 3/9/2026 | 2026-01-02 | 2025-09-02 | PPM-Mech&Plumb | 22
PPM-00767 | In-house PPM | MECHANICAL & PLUMBING | 4 months | 4 | 0 | COLD WATER BOOSTER PUMP | COLD WATER BOOSTER PUMP(MB-1-1RF-0367),ROOFTOP,FM BUILDING,ZONE 1,SBJ | SBJ-Z1-FM-CP2 | FM BUILDING | 4 | KSB | ETB 050-032-160 |  |  |  |  | 10/8/2024 | 10/12/2024 | 1/1/2025 | 3/5/2025 | 2/9/2025 | 2/1/2026 | 4/5/2026 | 3/9/2026 | 2026-01-02 | 2025-09-02 | PPM-Mech&Plumb | 23
PPM-00768 | In-house PPM | MECHANICAL & PLUMBING | 4 months | 4 | 0 | HOT WATER CIRCULATION PUMP | HOT WATER CIRCULATION PUMP(MB-Z1-MBRF-PLPU-14368),ROOFTOP,FM BUILDING,ZONE 1,SBJ | SBJ-Z1-FM-HW1 | FM BUILDING | 4 | KSB | RIO 40-150D |  |  |  |  | 10/8/2024 | 10/12/2024 | 1/1/2025 | 3/5/2025 | 2/9/2025 | 2/1/2026 | 4/5/2026 | 3/9/2026 | 2026-01-02 | 2025-09-02 | PPM-Mech&Plumb | 24
PPM-00769 | In-house PPM | MECHANICAL & PLUMBING | 4 months | 4 | 0 | HOT WATER CIRCULATION PUMP | HOT WATER CIRCULATION PUMP(MB-Z1-MBRF-PLPU-14369),ROOFTOP,FM BUILDING,ZONE 1,SBJ | SBJ-Z1-FM-HW2 | FM BUILDING | 4 | KSB | RIO 40-150D |  |  |  |  | 10/8/2024 | 10/12/2024 | 1/1/2025 | 3/5/2025 | 2/9/2025 | 2/1/2026 | 4/5/2026 | 3/9/2026 | 2026-01-02 | 2025-09-02 | PPM-Mech&Plumb | 25
PPM-00770 | In-house PPM | MECHANICAL & PLUMBING | 4 months | 4 | 0 | VALVE CHAMBER | VALVE CHAMBER (IDC/MOV-78),FM BUILDING(CA),ZONE 1,SBJ | SBJ-Z1-FM-CA-IDC-MOV-78 | FM BUILDING | 5 | AUMA | [5 empty] | 11/8/2024 | 11/12/2024 | 2/1/2025 | 4/5/2025 | 3/9/2025 | 3/1/2026 | 5/5/2026 | 4/9/2026 | 2026-01-03 | 2025-09-03 | PPM-Mech&Plumb | 26
PPM-00771 | In-house PPM | MECHANICAL & PLUMBING | 4 months | 4 | 0 | VALVE CHAMBER | VALVE CHAMBER (IDC/MOV-79),FM BUILDING(CA),ZONE 1,SBJ | SBJ-Z1-FM-CA-IDC-MOV-79 | FM BUILDING | 5 | AUMA | [5 empty] | 11/8/2024 | 11/12/2024 | 2/1/2025 | 4/5/2025 | 3/9/2025 | 3/1/2026 | 5/5/2026 | 4/9/2026 | 2026-01-03 | 2025-09-03 | PPM-Mech&Plumb | 27
PPM-00772 | In-house PPM | MECHANICAL & PLUMBING | 4 months | 4 | 0 | VALVE CHAMBER | VALVE CHAMBER (IDC/MOV-80),FM BUILDING(CA),ZONE 1,SBJ | SBJ-Z1-FM-CA-IDC-MOV-80 | FM BUILDING | 5 | AUMA | [5 empty] | 11/8/2024 | 11/12/2024 | 2/1/2025 | 4/5/2025 | 3/9/2025 | 3/1/2026 | 5/5/2026 | 4/9/2026 | 2026-01-03 | 2025-09-03 | PPM-Mech&Plumb | 28
PPM-00773 | In-house PPM | MECHANICAL & PLUMBING | 4 months | 4 | 0 | VALVE CHAMBER | VALVE CHAMBER (IDC/MOV-81),FM BUILDING(CA),ZONE 1,SBJ | SBJ-Z1-FM-CA-IDC-MOV-81 | FM BUILDING | 5 | AUMA | [5 empty] | 11/8/2024 | 11/12/2024 | 2/1/2025 | 4/5/2025 | 3/9/2025 | 3/1/2026 | 5/5/2026 | 4/9/2026 | 2026-01-03 | 2025-09-03 | PPM-Mech&Plumb | 29
PPM-00774 | In-house PPM | MECHANICAL & PLUMBING | 4 months | 4 | 0 | SANITARY FITTINGS & FIXTURES | SANITARY FITTINGS & FIXTURES,EXPERIENCE / SALES CENTRE, ZONE 2,SBJ | SBJ-Z2-ESC-SFF | EXPERIENCE / SALES CENTER | 4 | [6 empty] | 12/8/2024 | 12/12/2024 | 3/1/2025 | 5/5/2025 | 4/9/2025 | 4/1/2026 | 6/5/2026 | 5/9/2026 | 2026-01-04 | 2025-09-04 | PPM-Mech&Plumb | 30
PPM-00775 | In-house PPM | MECHANICAL & PLUMBING | 4 months | 4 | 0 | WATER HEATER | WATER HEATER(),EXPERIENCE / SALES CENTRE, ZONE 2,SBJ | SBJ-Z2-ESC-WHT | EXPERIENCE / SALES CENTER | 4 | [6 empty] | 12/8/2024 | 12/12/2024 | 3/1/2025 | 5/5/2025 | 4/9/2025 | 4/1/2026 | 6/5/2026 | 5/9/2026 | 2026-01-04 | 2025-09-04 | PPM-Mech&Plumb | 31
PPM-00776 | In-house PPM | MECHANICAL & PLUMBING | 4 months | 4 | 0 | COLD WATER BOOSTER PUMP | COLD WATER BOOSTER PUMP(),EXPERIENCE / SALES CENTRE, ZONE 2,SBJ | SBJ-Z2-ESC-CP1 | EXPERIENCE / SALES CENTER | 4 | [6 empty] | 12/8/2024 | 12/12/2024 | 3/1/2025 | 5/5/2025 | 4/9/2025 | 4/1/2026 | 6/5/2026 | 5/9/2026 | 2026-01-04 | 2025-09-04 | PPM-Mech&Plumb | 32
PPM-00777 | In-house PPM | MECHANICAL & PLUMBING | 4 months | 4 | 0 | COLD WATER BOOSTER PUMP | COLD WATER BOOSTER PUMP(),EXPERIENCE / SALES CENTRE, ZONE 2,SBJ | SBJ-Z2-ESC-CP2 | EXPERIENCE / SALES CENTER | 4 | [6 empty] | 12/8/2024 | 12/12/2024 | 3/1/2025 | 5/5/2025 | 4/9/2025 | 4/1/2026 | 6/5/2026 | 5/9/2026 | 2026-01-04 | 2025-09-04 | PPM-Mech&Plumb | 33
PPM-00778 | In-house PPM | MECHANICAL & PLUMBING | 4 months | 4 | 0 | SANITARY FITTINGS & FIXTURES | SANITARY FITTINGS & FIXTURES,LAUNDRY,VILLAGE SQUARE,ZONE-2,SBJ | SBJ-Z2-VS-CS1-SFF | VILLAGE SQUARE | 5 | [6 empty] | 13/8/2024 | 13/12/2024 | 4/1/2025 | 6/5/2025 | 5/9/2025 | 5/1/2026 | 7/5/2026 | 6/9/2026 | 2026-01-05 | 2025-09-05 | PPM-Mech&Plumb | 34
PPM-00779 | In-house PPM | MECHANICAL & PLUMBING | 4 months | 4 | 0 | SANITARY FITTINGS & FIXTURES | SANITARY FITTINGS & FIXTURES,PHARMACY,VILLAGE SQUARE,ZONE-2,SBJ | SBJ-Z2-VS-CS2-SFF | VILLAGE SQUARE | 5 | [6 empty] | 13/8/2024 | 13/12/2024 | 4/1/2025 | 6/5/2025 | 5/9/2025 | 5/1/2026 | 7/5/2026 | 6/9/2026 | 2026-01-05 | 2025-09-05 | PPM-Mech&Plumb | 35
PPM-00780 | In-house PPM | MECHANICAL & PLUMBING | 4 months | 4 | 0 | SANITARY FITTINGS & FIXTURES | SANITARY FITTINGS & FIXTURES,SPAR SUPERMARKET,VILLAGE SQUARE,ZONE-2,SBJ | SBJ-Z2-VS-CS3-SFF | VILLAGE SQUARE | 5 | [6 empty] | 13/8/2024 | 13/12/2024 | 4/1/2025 | 6/5/2025 | 5/9/2025 | 5/1/2026 | 7/5/2026 | 6/9/2026 | 2026-01-05 | 2025-09-05 | PPM-Mech&Plumb | 36
PPM-00781 | In-house PPM | MECHANICAL & PLUMBING | 4 months | 4 | 0 | SANITARY FITTINGS & FIXTURES | SANITARY FITTINGS & FIXTURES,VILLAGE SQUARE,ZONE-2,SBJ | SBJ-Z2-VS-SFF | VILLAGE SQUARE | 4 | [6 empty] | 13/8/2024 | 13/12/2024 | 4/1/2025 | 6/5/2025 | 5/9/2025 | 5/1/2026 | 7/5/2026 | 6/9/2026 | 2026-01-05 | 2025-09-05 | PPM-Mech&Plumb | 37
PPM-00782 | In-house PPM | MECHANICAL & PLUMBING | 4 months | 4 | 0 | SANITARY FITTINGS & FIXTURES | SANITARY FITTINGS & FIXTURES,MALE TOILET STORE,VILLAGE SQUARE,ZONE-2,SBJ | SBJ-Z2-VS-MTS-SFF | VILLAGE SQUARE | 5 | [6 empty] | 14/8/2024 | 14/12/2024 | 5/1/2025 | 7/5/2025 | 6/9/2025 | 6/1/2026 | 8/5/2026 | 7/9/2026 | 2026-01-06 | 2025-09-06 | PPM-Mech&Plumb | 38
PPM-00783 | In-house PPM | MECHANICAL & PLUMBING | 4 months | 4 | 0 | SANITARY FITTINGS & FIXTURES | SANITARY FITTINGS & FIXTURES,MALE TOILET,VILLAGE SQUARE,ZONE-2,SBJ | SBJ-Z2-VS-MTT-SFF | VILLAGE SQUARE | 5 | [6 empty] | 14/8/2024 | 14/12/2024 | 5/1/2025 | 7/5/2025 | 6/9/2025 | 6/1/2026 | 8/5/2026 | 7/9/2026 | 2026-01-06 | 2025-09-06 | PPM-Mech&Plumb | 39
PPM-00784 | In-house PPM | MECHANICAL & PLUMBING | 4 months | 4 | 0 | SANITARY FITTINGS & FIXTURES | SANITARY FITTINGS & FIXTURES,FEMALE TOILET STORE,VILLAGE SQUARE,ZONE-2,SBJ | SBJ-Z2-VS-FTS-SFF | VILLAGE SQUARE | 5 | [6 empty] | 14/8/2024 | 14/12/2024 | 5/1/2025 | 7/5/2025 | 6/9/2025 | 6/1/2026 | 8/5/2026 | 7/9/2026 | 2026-01-06 | 2025-09-06 | PPM-Mech&Plumb | 40
PPM-00785 | In-house PPM | MECHANICAL & PLUMBING | 4 months | 4 | 0 | SANITARY FITTINGS & FIXTURES | SANITARY FITTINGS & FIXTURES,FEMALE TOILET,VILLAGE SQUARE,ZONE-2,SBJ | SBJ-Z2-VS-FTT-SFF | VILLAGE SQUARE | 5 | [6 empty] | 14/8/2024 | 14/12/2024 | 5/1/2025 | 7/5/2025 | 6/9/2025 | 6/1/2026 | 8/5/2026 | 7/9/2026 | 2026-01-06 | 2025-09-06 | PPM-Mech&Plumb | 41
PPM-00786 | In-house PPM | MECHANICAL & PLUMBING | 4 months | 4 | 0 | WATER HEATER | WATER HEATER,PRAYER ROOM,VILLAGE SQUARE,ZONE-2,SBJ | SBJ-Z2-VS-PR-WH | VILLAGE SQUARE | 5 | [6 empty] | 15/8/2024 | 15/12/2024 | 6/1/2025 | 8/5/2025 | 7/9/2025 | 7/1/2026 | 9/5/2026 | 8/9/2026 | 2026-01-07 | 2025-09-07 | PPM-Mech&Plumb | 42
PPM-00787 | In-house PPM | MECHANICAL & PLUMBING | 4 months | 4 | 0 | SANITARY FITTINGS & FIXTURES | SANITARY FITTINGS & FIXTURES,MALE WASH ROOM,VILLAGE SQUARE,ZONE-2,SBJ | SBJ-Z2-VS-MPR-SFF | VILLAGE SQUARE | 5 | [6 empty] | 15/8/2024 | 15/12/2024 | 6/1/2025 | 8/5/2025 | 7/9/2025 | 7/1/2026 | 9/5/2026 | 8/9/2026 | 2026-01-07 | 2025-09-07 | PPM-Mech&Plumb | 43
PPM-00788 | In-house PPM | MECHANICAL & PLUMBING | 4 months | 4 | 0 | SANITARY FITTINGS & FIXTURES | SANITARY FITTINGS & FIXTURES,FEMALE WASH ROOM,VILLAGE SQUARE,ZONE-2,SBJ | SBJ-Z2-VS-FWR-SFF | VILLAGE SQUARE | 5 | [6 empty] | 15/8/2024 | 15/12/2024 | 6/1/2025 | 8/5/2025 | 7/9/2025 | 7/1/2026 | 9/5/2026 | 8/9/2026 | 2026-01-07 | 2025-09-07 | PPM-Mech&Plumb | 44
PPM-00789 | In-house PPM | MECHANICAL & PLUMBING | 4 months | 4 | 0 | SANITARY FITTINGS & FIXTURES | SANITARY FITTINGS & FIXTURES,PUMP ROOM,VILLAGE SQUARE,ZONE-2,SBJ | SBJ-Z2-VS-PPR-SFF | VILLAGE SQUARE | 5 | [6 empty] | 15/8/2024 | 15/12/2024 | 6/1/2025 | 8/5/2025 | 7/9/2025 | 7/1/2026 | 9/5/2026 | 8/9/2026 | 2026-01-07 | 2025-09-07 | PPM-Mech&Plumb | 45
PPM-00790 | In-house PPM | MECHANICAL & PLUMBING | 4 months | 4 | 0 | IRRIGATION PUMP | IRRIGATION PUMP,PUMP ROOM,VILLAGE SQUARE,ZONE-2,SBJ | SBJ-Z2-VS-PPR-IRP | VILLAGE SQUARE | 5 | [6 empty] | 17/8/2024 | 17/12/2024 | 8/1/2025 | 10/5/2025 | 9/9/2025 | 9/1/2026 | 11/5/2026 | 10/9/2026 | 2026-01-09 | 2025-09-09 | PPM-Mech&Plumb | 46
PPM-00791 | In-house PPM | MECHANICAL & PLUMBING | 4 months | 4 | 0 | POTABLE WATER PUMP | POTABLE WATER PUMP,PUMP ROOM,VILLAGE SQUARE,ZONE-2,SBJ | SBJ-Z2-VS-PPR-PWP | VILLAGE SQUARE | 5 | [6 empty] | 17/8/2024 | 17/12/2024 | 8/1/2025 | 10/5/2025 | 9/9/2025 | 9/1/2026 | 11/5/2026 | 10/9/2026 | 2026-01-09 | 2025-09-09 | PPM-Mech&Plumb | 47
PPM-00792 | In-house PPM | MECHANICAL & PLUMBING | 4 months | 4 | 0 | SANITARY FITTINGS & FIXTURES | SANITARY FITTINGS AND FIXTURES,CENTRAL PARK,ZONE 3,SBJ | SBJ-Z3-CP-SFF | CENTRAL PARK | 4 | [6 empty] | 17/8/2024 | 17/12/2024 | 8/1/2025 | 10/5/2025 | 9/9/2025 | 9/1/2026 | 11/5/2026 | 10/9/2026 | 2026-01-09 | 2025-09-09 | PPM-Mech&Plumb | 48
PPM-00793 | In-house PPM | MECHANICAL & PLUMBING | 4 months | 4 | 0 | SANITARY FITTINGS & FIXTURES | SANITARY FITTINGS AND FIXTURES,MALE TOILET,CENTRAL PARK,ZONE 3,SBJ | SBJ-Z3-CP-MTT-SFF | CENTRAL PARK | 5 | [6 empty] | 17/8/2024 | 17/12/2024 | 8/1/2025 | 10/5/2025 | 9/9/2025 | 9/1/2026 | 11/5/2026 | 10/9/2026 | 2026-01-09 | 2025-09-09 | PPM-Mech&Plumb | 49
PPM-00794 | In-house PPM | MECHANICAL & PLUMBING | 4 months | 4 | 0 | SANITARY FITTINGS & FIXTURES | SANITARY FITTINGS AND FIXTURES,FEMALE TOILET,CENTRAL PARK,ZONE 3,SBJ | SBJ-Z3-CP-FTT-SFF | CENTRAL PARK | 5 | [6 empty] | 18/8/2024 | 18/12/2024 | 9/1/2025 | 11/5/2025 | 10/9/2025 | 10/1/2026 | 12/5/2026 | 11/9/2026 | 2026-01-10 | 2025-09-10 | PPM-Mech&Plumb | 50
PPM-00795 | In-house PPM | MECHANICAL & PLUMBING | 4 months | 4 | 0 | CHEMICAL DOSING PUMP | POOL DOSING SYSTEM-PH(MB-3-56GL-0388),CONTROL ROOM,CENTRAL PARK,ZONE 3,SBJ | SBJ-Z3-CP-CNR-CDP1 | CENTRAL PARK | 5 | TEKNA EVO | TPR 800 |  |  |  |  | 18/8/2024 | 18/12/2024 | 9/1/2025 | 11/5/2025 | 10/9/2025 | 10/1/2026 | 12/5/2026 | 11/9/2026 | 2026-01-10 | 2025-09-10 | PPM-Mech&Plumb | 51
PPM-00796 | In-house PPM | MECHANICAL & PLUMBING | 4 months | 4 | 0 | CHEMICAL DOSING PUMP | POOL DOSING SYSTEM-CHLORINE(MB-3-56GL-0389),CONTROL ROOM,CENTRAL PARK,ZONE 3,SBJ | SBJ-Z3-CP-CNR-CDP2 | CENTRAL PARK | 5 | TEKNA EVO | NHP 0000 |  |  |  |  | 18/8/2024 | 18/12/2024 | 9/1/2025 | 11/5/2025 | 10/9/2025 | 10/1/2026 | 12/5/2026 | 11/9/2026 | 2026-01-10 | 2025-09-10 | PPM-Mech&Plumb | 52
PPM-00797 | In-house PPM | MECHANICAL & PLUMBING | 4 months | 4 | 0 | CHEMICAL DOSING PUMP | KIDS POOL DOSING SYSTEM-PH(MB-3-56GL-0394),CONTROL ROOM,CENTRAL PARK,ZONE 3,SBJ | SBJ-Z3-CP-CNR-CDP3 | CENTRAL PARK | 5 | POOL BASIC | SPHBASPA0046 |  |  |  |  | 18/8/2024 | 18/12/2024 | 9/1/2025 | 11/5/2025 | 10/9/2025 | 10/1/2026 | 12/5/2026 | 11/9/2026 | 2026-01-10 | 2025-09-10 | PPM-Mech&Plumb | 53
PPM-00798 | In-house PPM | MECHANICAL & PLUMBING | 4 months | 4 | 0 | CHEMICAL DOSING PUMP | KIDS POOL DOSING SYSTEM-CHLORINE(MB-3-56GL-0395),CONTROL ROOM,CENTRAL PARK,ZONE 3,SBJ | SBJ-Z3-CP-CNR-CDP4 | CENTRAL PARK | 5 | POOL BASIC | SMVBASPA 0009 |  |  |  |  | 19/8/2024 | 19/12/2024 | 10/1/2025 | 12/5/2025 | 11/9/2025 | 11/1/2026 | 13/5/2026 | 12/9/2026 | 2026-01-11 | 2025-09-11 | PPM-Mech&Plumb | 54
PPM-00799 | In-house PPM | MECHANICAL & PLUMBING | 4 months | 4 | 0 | CHEMICAL MIXER | CHEMICAL MIXER(MB-3-56GL-0397),CONTROL ROOM,CENTRAL PARK,ZONE 3,SBJ | SBJ-Z3-CP-CNR-CHM1 | CENTRAL PARK | 5 | [6 empty] | 19/8/2024 | 19/12/2024 | 10/1/2025 | 12/5/2025 | 11/9/2025 | 11/1/2026 | 13/5/2026 | 12/9/2026 | 2026-01-11 | 2025-09-11 | PPM-Mech&Plumb | 55
PPM-00800 | In-house PPM | MECHANICAL & PLUMBING | 4 months | 4 | 0 | CHEMICAL MIXER | CHEMICAL MIXER(MB-3-56GL-0398),CONTROL ROOM,CENTRAL PARK,ZONE 3,SBJ | SBJ-Z3-CP-CNR-CHM2 | CENTRAL PARK | 5 | [6 empty] | 19/8/2024 | 19/12/2024 | 10/1/2025 | 12/5/2025 | 11/9/2025 | 11/1/2026 | 13/5/2026 | 12/9/2026 | 2026-01-11 | 2025-09-11 | PPM-Mech&Plumb | 56
PPM-00801 | In-house PPM | MECHANICAL & PLUMBING | 4 months | 4 | 0 | CHEMICAL MIXER | CHEMICAL MIXER(MB-3-56GL-0399),CONTROL ROOM,CENTRAL PARK,ZONE 3,SBJ | SBJ-Z3-CP-CNR-CHM3 | CENTRAL PARK | 5 | [6 empty] | 19/8/2024 | 19/12/2024 | 10/1/2025 | 12/5/2025 | 11/9/2025 | 11/1/2026 | 13/5/2026 | 12/9/2026 | 2026-01-11 | 2025-09-11 | PPM-Mech&Plumb | 57
PPM-00802 | In-house PPM | MECHANICAL & PLUMBING | 4 months | 4 | 0 | CHEMICAL MIXER | CHEMICAL MIXER(MB-3-56GL-0400),CONTROL ROOM,CENTRAL PARK,ZONE 3,SBJ | SBJ-Z3-CP-CNR-CHM4 | CENTRAL PARK | 5 | [6 empty] | 20/8/2024 | 20/12/2024 | 11/1/2025 | 13/5/2025 | 12/9/2025 | 12/1/2026 | 14/5/2026 | 13/9/2026 | 2026-01-12 | 2025-09-12 | PPM-Mech&Plumb | 58
PPM-00803 | In-house PPM | MECHANICAL & PLUMBING | 4 months | 4 | 0 | SWIMMING POOL FILTER PUMP | SWIMMING POOL FILTER PUMP -01(MB-3-56GL-0385),CONTROL ROOM,CENTRAL PARK,ZONE 3,SBJ | SBJ-Z3-CP-CNR-SFP1 | CENTRAL PARK | 5 | BOMBAS PSH | DN22T |  |  |  |  | 20/8/2024 | 20/12/2024 | 11/1/2025 | 13/5/2025 | 12/9/2025 | 12/1/2026 | 14/5/2026 | 13/9/2026 | 2026-01-12 | 2025-09-12 | PPM-Mech&Plumb | 59
PPM-00804 | In-house PPM | MECHANICAL & PLUMBING | 4 months | 4 | 0 | SWIMMING POOL FILTER PUMP | SWIMMING POOL FILTER PUMP -02(MB-3-56GL-0386),CONTROL ROOM,CENTRAL PARK,ZONE 3,SBJ | SBJ-Z3-CP-CNR-SFP2 | CENTRAL PARK | 5 | BOMBAS PSH | DN22T |  |  |  |  | 20/8/2024 | 20/12/2024 | 11/1/2025 | 13/5/2025 | 12/9/2025 | 12/1/2026 | 14/5/2026 | 13/9/2026 | 2026-01-12 | 2025-09-12 | PPM-Mech&Plumb | 60
PPM-00805 | In-house PPM | MECHANICAL & PLUMBING | 4 months | 4 | 0 | SWIMMING POOL FILTER PUMP | KIDS POOL FILTER PUMP -01(MB-3-56GL-0390),CONTROL ROOM,CENTRAL PARK,ZONE 3,SBJ | SBJ-Z3-CP-CNR-SFP3 | CENTRAL PARK | 5 | CERTIKIN | BDP 400TM |  |  |  |  | 20/8/2024 | 20/12/2024 | 11/1/2025 | 13/5/2025 | 12/9/2025 | 12/1/2026 | 14/5/2026 | 13/9/2026 | 2026-01-12 | 2025-09-12 | PPM-Mech&Plumb | 61
PPM-00806 | In-house PPM | MECHANICAL & PLUMBING | 4 months | 4 | 0 | SWIMMING POOL FILTER PUMP | KIDS POOL FILTER PUMP -02(MB-3-56GL-0391),CONTROL ROOM,CENTRAL PARK,ZONE 3,SBJ | SBJ-Z3-CP-CNR-SFP4 | CENTRAL PARK | 5 | CERTIKIN | BDP 400TM |  |  |  |  | 21/8/2024 | 21/12/2024 | 12/1/2025 | 14/5/2025 | 13/9/2025 | 13/1/2026 | 15/5/2026 | 14/9/2026 | 2026-01-13 | 2025-09-13 | PPM-Mech&Plumb | 62
PPM-00807 | In-house PPM | MECHANICAL & PLUMBING | 4 months | 4 | 0 | SAND FILTER | SWIMMING POOL FILTER SYSTEM(MB-3-56GL-0387),CONTROL ROOM,CENTRAL PARK,ZONE 3,SBJ | SBJ-Z3-CP-CNR-SF1 | CENTRAL PARK | 5 | CERTIKIN | 03E873343 |  |  |  |  | 21/8/2024 | 21/12/2024 | 12/1/2025 | 14/5/2025 | 13/9/2025 | 13/1/2026 | 15/5/2026 | 14/9/2026 | 2026-01-13 | 2025-09-13 | PPM-Mech&Plumb | 63
PPM-00808 | In-house PPM | MECHANICAL & PLUMBING | 4 months | 4 | 0 | SAND FILTER | KIDS POOL FILTER SYSTEM - 01(MB-3-56GL-0392),CONTROL ROOM,CENTRAL PARK,ZONE 3,SBJ | SBJ-Z3-CP-CNR-SF2 | CENTRAL PARK | 5 | CERTIKIN | FFRS0901LL56 |  |  |  |  | 21/8/2024 | 21/12/2024 | 12/1/2025 | 14/5/2025 | 13/9/2025 | 13/1/2026 | 15/5/2026 | 14/9/2026 | 2026-01-13 | 2025-09-13 | PPM-Mech&Plumb | 64
PPM-00809 | In-house PPM | MECHANICAL & PLUMBING | 4 months | 4 | 0 | SAND FILTER | KIDS POOL FILTER SYSTEM -02(MB-3-56GL-0393),CONTROL ROOM,CENTRAL PARK,ZONE 3,SBJ | SBJ-Z3-CP-CNR-SF3 | CENTRAL PARK | 5 | CERTIKIN | FFRS0901LL56 |  |  |  |  | 21/8/2024 | 21/12/2024 | 12/1/2025 | 14/5/2025 | 13/9/2025 | 13/1/2026 | 15/5/2026 | 14/9/2026 | 2026-01-13 | 2025-09-13 | PPM-Mech&Plumb | 65
PPM-00810 | In-house PPM | MECHANICAL & PLUMBING | 4 months | 4 | 0 | SUBMERSIBLE PUMP | SUMP PUMP(MB-3-56GL-0396),CONTROL ROOM,CENTRAL PARK,ZONE 3,SBJ | SBJ-Z3-CP-CNR-SUP | CENTRAL PARK | 5 | DAB | FEKA 600 MA SV |  |  |  |  | 22/8/2024 | 22/12/2024 | 13/1/2025 | 15/5/2025 | 14/9/2025 | 14/1/2026 | 16/5/2026 | 15/9/2026 | 2026-01-14 | 2025-09-14 | PPM-Mech&Plumb | 66
PPM-00811 | In-house PPM | MECHANICAL & PLUMBING | 4 months | 4 | 0 | SUBMERSIBLE PUMP | SEWAGE SUBMERSIBLE PUMP-01(MB-1-27UG-0223),LIFTING STATION LS-2,ROAD-5,ZONE-1,SBJ | SBJ-Z1-R05-LS2-SMP-0223 | LIFTING STATION 2 - ROAD 3 - ZONE 1 | 5 | FAGGIOLATI PUMPS | G271-T6T1-J6-XAZ |  |  |  |  | 22/8/2024 | 22/12/2024 | 13/1/2025 | 15/5/2025 | 14/9/2025 | 14/1/2026 | 16/5/2026 | 15/9/2026 | 2026-01-14 | 2025-09-14 | PPM-Mech&Plumb | 67
PPM-00812 | In-house PPM | MECHANICAL & PLUMBING | 4 months | 4 | 0 | SUBMERSIBLE PUMP | SEWAGE SUBMERSIBLE PUMP-02(MB-1-27UG-0224),LIFTING STATION LS-2,ROAD-5,ZONE-1,SBJ | SBJ-Z1-R05-LS2-SMP-0224 | LIFTING STATION 2 - ROAD 3 - ZONE 1 | 5 | FAGGIOLATI PUMPS | G271-T6T1-J6-XAZ |  |  |  |  | 22/8/2024 | 22/12/2024 | 13/1/2025 | 15/5/2025 | 14/9/2025 | 14/1/2026 | 16/5/2026 | 15/9/2026 | 2026-01-14 | 2025-09-14 | PPM-Mech&Plumb | 68
PPM-00813 | In-house PPM | MECHANICAL & PLUMBING | 4 months | 4 | 0 | ODOUR CONTROL UNIT | ODOUR CONTROL UNITS(MB-2-57GL-0207),LIFTING STATION LS-2,ROAD-8,ZONE-2,SBJ | SBJ-Z2-R08-LS2-PLOCU-0207 | LIFTING STATION 2 - ROAD 3 - ZONE 1 | 4 | AMER AIR INTL. | OCU - A |  |  |  |  | 22/8/2024 | 22/12/2024 | 13/1/2025 | 15/5/2025 | 14/9/2025 | 14/1/2026 | 16/5/2026 | 15/9/2026 | 2026-01-14 | 2025-09-14 | PPM-Mech&Plumb | 69
PPM-00814 | In-house PPM | MECHANICAL & PLUMBING | 4 months | 4 | 0 | SUBMERSIBLE PUMP | SEWAGE SUBMERSIBLE PUMP-01(MB-2-30UG-0225),LIFTING STATION LS-3,ROAD-8,ZONE-2,SBJ | SBJ-Z2-R08-LS3-SMP-0225 | LIFTING STATION 3 - ROAD 8 - ZONE 2 | 5 | FAGGIOLATI PUMPS | G211-R6T2-L8-AAZ |  |  |  |  | 22/8/2024 | 22/12/2024 | 13/1/2025 | 15/5/2025 | 14/9/2025 | 14/1/2026 | 16/5/2026 | 15/9/2026 | 2026-01-14 | 2025-09-14 | PPM-Mech&Plumb | 70
PPM-00815 | In-house PPM | MECHANICAL & PLUMBING | 4 months | 4 | 0 | SUBMERSIBLE PUMP | SEWAGE SUBMERSIBLE PUMP-02(MB-2-30UG-0226),LIFTING STATION LS-3,ROAD-8,ZONE-2,SBJ | SBJ-Z2-R08-LS3-SMP-0226 | LIFTING STATION 3 - ROAD 8 - ZONE 2 | 5 | FAGGIOLATI PUMPS | G211-R6T2-L8-AAZ |  |  |  |  | 24/8/2024 | 24/12/2024 | 15/1/2025 | 17/5/2025 | 16/9/2025 | 16/1/2026 | 18/5/2026 | 17/9/2026 | 2026-01-16 | 2025-09-16 | PPM-Mech&Plumb | 71
PPM-00816 | In-house PPM | MECHANICAL & PLUMBING | 4 months | 4 | 0 | ODOUR CONTROL UNIT | ODOUR CONTROL UNITS(MB-8-45GL-0208),LIFTING STATION LS-03,ZONE-8,SBJ | SBJ-Z8-LS3-PLOCU-0208 | LIFTING STATION 3 - ROAD 8 - ZONE 2 | 4 | AMER AIR INTL. | OCU - A |  |  |  |  | 24/8/2024 | 24/12/2024 | 15/1/2025 | 17/5/2025 | 16/9/2025 | 16/1/2026 | 18/5/2026 | 17/9/2026 | 2026-01-16 | 2025-09-16 | PPM-Mech&Plumb | 72
PPM-00817 | In-house PPM | MECHANICAL & PLUMBING | 4 months | 4 | 0 | SUBMERSIBLE PUMP | SEWAGE SUBMERSIBLE PUMP-01(MB-5-37UG-0227),LIFTING STATION LS-4,ROAD-15,ZONE-5,SBJ | SBJ-Z5-R15-LS4-SMP-0227 | LIFTING STATION 4 - ROAD 15 - ZONE 05 | 5 | FAGGIOLATI PUMPS | G271-T6T1-J6-XAZ |  |  |  |  | 24/8/2024 | 24/12/2024 | 15/1/2025 | 17/5/2025 | 16/9/2025 | 16/1/2026 | 18/5/2026 | 17/9/2026 | 2026-01-16 | 2025-09-16 | PPM-Mech&Plumb | 73
PPM-00818 | In-house PPM | MECHANICAL & PLUMBING | 4 months | 4 | 0 | SUBMERSIBLE PUMP | SEWAGE SUBMERSIBLE PUMP-02(MB-5-37UG-0228),LIFTING STATION LS-4,ROAD-15,ZONE-5,SBJ | SBJ-Z5-R15-LS4-SMP-0228 | LIFTING STATION 4 - ROAD 15 - ZONE 05 | 5 | FAGGIOLATI PUMPS | G271-T6T1-J6-XAZ |  |  |  |  | 24/8/2024 | 24/12/2024 | 15/1/2025 | 17/5/2025 | 16/9/2025 | 16/1/2026 | 18/5/2026 | 17/9/2026 | 2026-01-16 | 2025-09-16 | PPM-Mech&Plumb | 74
PPM-00819 | In-house PPM | MECHANICAL & PLUMBING | 4 months | 4 | 0 | ODOUR CONTROL UNIT | ODOUR CONTROL UNITS(MB-5-44GL-0209),LIFTING STATION LS-4,ZONE-05,ZONE-5,SBJ | SBJ-Z5-LS4-PLOCU-0209 | LIFTING STATION 4 - ROAD 15 - ZONE 05 | 4 | AMER AIR INTL. | OCU - A |  |  |  |  | 25/8/2024 | 25/12/2024 | 16/1/2025 | 18/5/2025 | 17/9/2025 | 17/1/2026 | 19/5/2026 | 18/9/2026 | 2026-01-17 | 2025-09-17 | PPM-Mech&Plumb | 75
PPM-00820 | In-house PPM | MECHANICAL & PLUMBING | 4 months | 4 | 0 | SUBMERSIBLE PUMP | SEWAGE SUBMERSIBLE PUMP-01(MB-1-25UG-0229),LIFTING STATION LS-5,ROAD-3,ZONE-1,SBJ | SBJ-Z1-R03-LS5-SMP-0229 | LIFTING STATION 5 - ROAD 3 - ZONE 01 | 5 | FAGGIOLATI PUMPS | G210-R675-J8-XAZ |  |  |  |  | 25/8/2024 | 25/12/2024 | 16/1/2025 | 18/5/2025 | 17/9/2025 | 17/1/2026 | 19/5/2026 | 18/9/2026 | 2026-01-17 | 2025-09-17 | PPM-Mech&Plumb | 76
PPM-00821 | In-house PPM | MECHANICAL & PLUMBING | 4 months | 4 | 0 | SUBMERSIBLE PUMP | SEWAGE SUBMERSIBLE PUMP-02(MB-1-25UG-0230),LIFTING STATION LS-5,ROAD-3,ZONE-1,SBJ | SBJ-Z1-R03-LS5-SMP-0230 | LIFTING STATION 5 - ROAD 3 - ZONE 01 | 5 | FAGGIOLATI PUMPS | G210-R675-J8-XAZ |  |  |  |  | 25/8/2024 | 25/12/2024 | 16/1/2025 | 18/5/2025 | 17/9/2025 | 17/1/2026 | 19/5/2026 | 18/9/2026 | 2026-01-17 | 2025-09-17 | PPM-Mech&Plumb | 77
PPM-00822 | In-house PPM | MECHANICAL & PLUMBING | 4 months | 4 | 0 | ODOUR CONTROL UNIT | ODOUR CONTROL UNITS(MB-1-42GL-0210),LIFTING STATION LS-05,,ZONE-1,SBJ | SBJ-Z1-HLP-LS5-PLOCU-0184 | HELIPAD - ZONE 1 | 5 | AMER AIR INTL. | OCU - A |  |  |  |  | 25/8/2024 | 25/12/2024 | 16/1/2025 | 18/5/2025 | 17/9/2025 | 17/1/2026 | 19/5/2026 | 18/9/2026 | 2026-01-17 | 2025-09-17 | PPM-Mech&Plumb | 78
PPM-00823 | In-house PPM | MECHANICAL & PLUMBING | 4 months | 4 | 0 | SUBMERSIBLE PUMP | SEWAGE SUBMERSIBLE PUMP-01(MB-2-23UG-0215),PUMPING STATION PS-1,ROAD-2,ZONE-2,SBJ | SBJ-Z2-R02-PS1-SMP-0215 | PUMPING STATION 1 - ZONE 2, ROAD 2 | 5 | FAGGIOLATI PUMPS | G425 R2C2-V105-AAZ |  |  |  |  | 26/8/2024 | 26/12/2024 | 17/1/2025 | 19/5/2025 | 18/9/2025 | 18/1/2026 | 20/5/2026 | 19/9/2026 | 2026-01-18 | 2025-09-18 | PPM-Mech&Plumb | 79
PPM-00824 | In-house PPM | MECHANICAL & PLUMBING | 4 months | 4 | 0 | SUBMERSIBLE PUMP | SEWAGE SUBMERSIBLE PUMP-02(MB-2-23UG-0216),PUMPING STATION PS-1,ROAD-2,ZONE-2,SBJ | SBJ-Z2-R02-PS1-SMP-0216 | PUMPING STATION 1 - ZONE 2, ROAD 2 | 5 | FAGGIOLATI PUMPS | G425 R2C2-V105-AAZ |  |  |  |  | 26/8/2024 | 26/12/2024 | 17/1/2025 | 19/5/2025 | 18/9/2025 | 18/1/2026 | 20/5/2026 | 19/9/2026 | 2026-01-18 | 2025-09-18 | PPM-Mech&Plumb | 80
PPM-00825 | In-house PPM | MECHANICAL & PLUMBING | 4 months | 4 | 0 | ODOUR CONTROL UNIT | ODOUR CONTROL UNITS(MB-2-57GL-0214),PUMPING STATION-1,ROAD-2,ZONE-2,SBJ | SBJ-Z2-R02-PLOCU-0214 | PUMPING STATION 1 - ZONE 2, ROAD 2 | 4 | AMER AIR INTL. | OCU - A |  |  |  |  | 26/8/2024 | 26/12/2024 | 17/1/2025 | 19/5/2025 | 18/9/2025 | 18/1/2026 | 20/5/2026 | 19/9/2026 | 2026-01-18 | 2025-09-18 | PPM-Mech&Plumb | 81
PPM-00826 | In-house PPM | MECHANICAL & PLUMBING | 4 months | 4 | 0 | SUBMERSIBLE PUMP | SEWAGE SUBMERSIBLE PUMP-01(MB-3-31UG-0217),PUMPING STATION PS-3,ROAD-9,ZONE-3,SBJ | SBJ-Z3-R09-PS3-SMP-0217 | PUMPING STATION 3 - ZONE 3, ROAD 9 | 5 | FAGGIOLATI PUMPS | G209-T6T3-J7-XAZ |  |  |  |  | 26/8/2024 | 26/12/2024 | 17/1/2025 | 19/5/2025 | 18/9/2025 | 18/1/2026 | 20/5/2026 | 19/9/2026 | 2026-01-18 | 2025-09-18 | PPM-Mech&Plumb | 82
PPM-00827 | In-house PPM | MECHANICAL & PLUMBING | 4 months | 4 | 0 | SUBMERSIBLE PUMP | SEWAGE SUBMERSIBLE PUMP-01(MB-3-31UG-0218),PUMPING STATION PS-3,ROAD-9,ZONE-3,SBJ | SBJ-Z3-R09-PS3-SMP-0218 | PUMPING STATION 3 - ZONE 3, ROAD 9 | 5 | FAGGIOLATI PUMPS | G209-T6T3-J7-XAZ |  |  |  |  | 27/8/2024 | 27/12/2024 | 18/1/2025 | 20/5/2025 | 19/9/2025 | 19/1/2026 | 21/5/2026 | 20/9/2026 | 2026-01-19 | 2025-09-19 | PPM-Mech&Plumb | 83
PPM-00828 | In-house PPM | MECHANICAL & PLUMBING | 4 months | 4 | 0 | ODOUR CONTROL UNIT | ODOUR CONTROL UNITS(MB-1-22GL-0211),PUMPING STATION PS-3,ROAD-1,ZONE-1,SBJ | SBJ-Z1-R01-PLOCU-0401 | PUMPING STATION 3 - ZONE 3, ROAD 9 | 4 | AMER AIR INTL. | OCU - A |  |  |  |  | 27/8/2024 | 27/12/2024 | 18/1/2025 | 20/5/2025 | 19/9/2025 | 19/1/2026 | 21/5/2026 | 20/9/2026 | 2026-01-19 | 2025-09-19 | PPM-Mech&Plumb | 84
PPM-00829 | In-house PPM | MECHANICAL & PLUMBING | 4 months | 4 | 0 | SUBMERSIBLE PUMP | SEWAGE SUBMERSIBLE PUMP-01(MB-3-33UG-0219),PUMPING STATION PS-4,NEAR VILLA 12,ZONE-3,SBJ | SBJ-Z3-R11-PS4-SMP-0219 | PUMPING STATION 4 - ZONE 3 , ROAD 11 | 5 | FAGGIOLATI PUMPS | G216-R4T1-L10-AAZ |  |  |  |  | 27/8/2024 | 27/12/2024 | 18/1/2025 | 20/5/2025 | 19/9/2025 | 19/1/2026 | 21/5/2026 | 20/9/2026 | 2026-01-19 | 2025-09-19 | PPM-Mech&Plumb | 85
PPM-00830 | In-house PPM | MECHANICAL & PLUMBING | 4 months | 4 | 0 | SUBMERSIBLE PUMP | SEWAGE SUBMERSIBLE PUMP-01(MB-3-33UG-0220),PUMPING STATION PS-4,NEAR VILLA 12,ZONE-3,SBJ | SBJ-Z3-R11-PS4-SMP-0220 | PUMPING STATION 4 - ZONE 3 , ROAD 11 | 5 | FAGGIOLATI PUMPS | G216-R4T1-L10-AAZ |  |  |  |  | 27/8/2024 | 27/12/2024 | 18/1/2025 | 20/5/2025 | 19/9/2025 | 19/1/2026 | 21/5/2026 | 20/9/2026 | 2026-01-19 | 2025-09-19 | PPM-Mech&Plumb | 86
PPM-00831 | In-house PPM | MECHANICAL & PLUMBING | 4 months | 4 | 0 | SUBMERSIBLE PUMP | SEWAGE SUBMERSIBLE PUMP-01(MB-1-22UG-0221),PUMPING STATION PS-05,ROAD-1,ZONE-1,SBJ | SBJ-Z1-R01-PS5-SMP-0221 | PUMPING STATION 5 - ZONE 8 , ROAD 01 | 5 | FAGGIOLATI PUMPS | G425-R3TZ-S60 AAZ |  |  |  |  | 28/8/2024 | 28/12/2024 | 19/1/2025 | 21/5/2025 | 20/9/2025 | 20/1/2026 | 22/5/2026 | 21/9/2026 | 2026-01-20 | 2025-09-20 | PPM-Mech&Plumb | 87
PPM-00832 | In-house PPM | MECHANICAL & PLUMBING | 4 months | 4 | 0 | SUBMERSIBLE PUMP | SEWAGE SUBMERSIBLE PUMP-02(MB-1-22UG-0222),PUMPING STATION PS-05,ROAD-1,ZONE-1,SBJ | SBJ-Z1-R01-PS5-SMP-0222 | PUMPING STATION 5 - ZONE 8 , ROAD 01 | 5 | FAGGIOLATI PUMPS | G425-R3TZ-S60 AAZ |  |  |  |  | 28/8/2024 | 28/12/2024 | 19/1/2025 | 21/5/2025 | 20/9/2025 | 20/1/2026 | 22/5/2026 | 21/9/2026 | 2026-01-20 | 2025-09-20 | PPM-Mech&Plumb | 88
PPM-00833 | In-house PPM | MECHANICAL & PLUMBING | 4 months | 4 | 0 | ODOUR CONTROL UNIT | ODOUR CONTROL UNITS(MB-8-45GL-0213),PUMPING STATION PS-05,ZONE-8,SBJ | SBJ-Z8-PS5-PLOCU-0213 | PUMPING STATION 5 - ZONE 8 , ROAD 01 | 4 | AMER AIR INTL. | OCU - A |  |  |  |  | 28/8/2024 | 28/12/2024 | 19/1/2025 | 21/5/2025 | 20/9/2025 | 20/1/2026 | 22/5/2026 | 21/9/2026 | 2026-01-20 | 2025-09-20 | PPM-Mech&Plumb | 89
PPM-00834 | In-house PPM | MECHANICAL & PLUMBING | 4 months | 4 | 0 | COLD WATER BOOSTER PUMP | COLD WATER BOOSTER PUMP-1(MB-2-57GL-0364),PUMP ROOM,ZONE-02,SBJ | SBJ-Z2-PPR-CP-0364 | PUMP ROOM - ZONE 2 | 4 | EBARA | CDXM/A 70/05 |  |  |  |  | 28/8/2024 | 28/12/2024 | 19/1/2025 | 21/5/2025 | 20/9/2025 | 20/1/2026 | 22/5/2026 | 21/9/2026 | 2026-01-20 | 2025-09-20 | PPM-Mech&Plumb | 90
PPM-00835 | In-house PPM | MECHANICAL & PLUMBING | 4 months | 4 | 0 | COLD WATER BOOSTER PUMP | COLD WATER BOOSTER PUMP-2(MB-2-57GL-0365),PUMP ROOM,ZONE-02,SBJ | SBJ-Z2-PPR-CP-0365 | PUMP ROOM - ZONE 2 | 4 | EBARA | CDXM/A 70/05 |  |  |  |  | 29/8/2024 | 29/12/2024 | 20/1/2025 | 22/5/2025 | 21/9/2025 | 21/1/2026 | 23/5/2026 | 22/9/2026 | 2026-01-21 | 2025-09-21 | PPM-Mech&Plumb | 91
PPM-00836 | In-house PPM | MECHANICAL & PLUMBING | 4 months | 4 | 0 | FILTERATION SYSTEM | FILTERATION UNIT,(MB-1-46UG-0234),IRRIGATION PUMP ROOM-1,TECHNICAL ZONE,ZONE-1,SBJ | SBJ-Z1-IP1-FIL | IRRIGATION PUMP ROOM | 4 | SIF FILTERS | FMA 5000 |  |  |  |  | 29/8/2024 | 29/12/2024 | 20/1/2025 | 22/5/2025 | 21/9/2025 | 21/1/2026 | 23/5/2026 | 22/9/2026 | 2026-01-21 | 2025-09-21 | PPM-Mech&Plumb | 92
PPM-00837 | In-house PPM | MECHANICAL & PLUMBING | 4 months | 4 | 0 | SUBMERSIBLE PUMP | SUMP PUMP,(MB-1-46UG-0233),IRRIGATION PUMP ROOM-1,TECHNICAL ZONE,ZONE-1,SBJ | SBJ-Z1-IP1-SMP | IRRIGATION PUMP ROOM | 4 | DAB | DRENAG 900TNA |  |  |  |  | 29/8/2024 | 29/12/2024 | 20/1/2025 | 22/5/2025 | 21/9/2025 | 21/1/2026 | 23/5/2026 | 22/9/2026 | 2026-01-21 | 2025-09-21 | PPM-Mech&Plumb | 93
PPM-00838 | In-house PPM | MECHANICAL & PLUMBING | 4 months | 4 | 0 | IRRIGATION AIR RELEASE VALVE | POTABLE AIR RELEASE-01,(MB-1-22GL-0355),MAIN ENTRANCE,ZONE-1,SBJ | SBJ-Z1-MG1-PLARV-0355 | VALVE CHABER | 4 | [6 empty] | 29/8/2024 | 29/12/2024 | 20/1/2025 | 22/5/2025 | 21/9/2025 | 21/1/2026 | 23/5/2026 | 22/9/2026 | 2026-01-21 | 2025-09-21 | PPM-Mech&Plumb | 94
PPM-00839 | In-house PPM | MECHANICAL & PLUMBING | 4 months | 4 | 0 | VALVE CHAMBER | VALVE CHAMBER (IDC/MOV-01),(MB-1-22UG-0254),ROAD 1,ZONE 1,SBJ | SBJ-Z1-R01-IDC-MOV-01 | VALVE CHABER | 4 | AUMA | VD00063-2-0.12 |  |  |  |  | 31/8/2024 | 31/12/2024 | 22/1/2025 | 24/5/2025 | 23/9/2025 | 23/1/2026 | 25/5/2026 | 24/9/2026 | 2026-01-23 | 2025-09-23 | PPM-Mech&Plumb | 95
PPM-00840 | In-house PPM | MECHANICAL & PLUMBING | 4 months | 4 | 0 | VALVE CHAMBER | VALVE CHAMBER (IDC/MOV-02),(MB-1-22UG-0255),ROAD 1,ZONE 1,SBJ | SBJ-Z1-R01-IDC-MOV-02 | VALVE CHABER | 4 | AUMA | [5 empty] | 31/8/2024 | 31/12/2024 | 22/1/2025 | 24/5/2025 | 23/9/2025 | 23/1/2026 | 25/5/2026 | 24/9/2026 | 2026-01-23 | 2025-09-23 | PPM-Mech&Plumb | 96
PPM-00841 | In-house PPM | MECHANICAL & PLUMBING | 4 months | 4 | 0 | VALVE CHAMBER | VALVE CHAMBER (IDC/MOV-03),(MB-1-22UG-0256),ROAD 1,ZONE 1,SBJ | SBJ-Z1-R01-IDC-MOV-03 | VALVE CHABER | 4 | AUMA | [5 empty] | 31/8/2024 | 31/12/2024 | 22/1/2025 | 24/5/2025 | 23/9/2025 | 23/1/2026 | 25/5/2026 | 24/9/2026 | 2026-01-23 | 2025-09-23 | PPM-Mech&Plumb | 97
PPM-00842 | In-house PPM | MECHANICAL & PLUMBING | 4 months | 4 | 0 | VALVE CHAMBER | VALVE CHAMBER (IDC/MOV-04),(MB-1-22UG-0257),ROAD 1,ZONE 1,SBJ | SBJ-Z1-R01-IDC-MOV-04 | VALVE CHABER | 4 | AUMA | [5 empty] | 31/8/2024 | 31/12/2024 | 22/1/2025 | 24/5/2025 | 23/9/2025 | 23/1/2026 | 25/5/2026 | 24/9/2026 | 2026-01-23 | 2025-09-23 | PPM-Mech&Plumb | 98
PPM-00843 | In-house PPM | MECHANICAL & PLUMBING | 4 months | 4 | 0 | VALVE CHAMBER | VALVE CHAMBER (IDC/MOV-05),(MB-1-22UG-0258),ROAD 1,ZONE 1,SBJ | SBJ-Z1-R01-IDC-MOV-05 | VALVE CHABER | 4 | AUMA | [5 empty] | 1/9/2024 | 1/1/2025 | 23/1/2025 | 25/5/2025 | 24/9/2025 | 24/1/2026 | 26/5/2026 | 25/9/2026 | 2026-01-24 | 2025-09-24 | PPM-Mech&Plumb | 99
PPM-00844 | In-house PPM | MECHANICAL & PLUMBING | 4 months | 4 | 0 | VALVE CHAMBER | VALVE CHAMBER (IDC/MOV-06),(MB-1-22UG-0259),ROAD 1,ZONE 1,SBJ | SBJ-Z1-R01-IDC-MOV-06 | VALVE CHABER | 4 | AUMA | [5 empty] | 1/9/2024 | 1/1/2025 | 23/1/2025 | 25/5/2025 | 24/9/2025 | 24/1/2026 | 26/5/2026 | 25/9/2026 | 2026-01-24 | 2025-09-24 | PPM-Mech&Plumb | 100
PPM-00845 | In-house PPM | MECHANICAL & PLUMBING | 4 months | 4 | 0 | VALVE CHAMBER | VALVE CHAMBER (IDC/MOV-07),(MB-1-22UG-0260),ROAD 1,ZONE 1,SBJ | SBJ-Z1-R01-IDC-MOV-07 | VALVE CHABER | 4 | AUMA | [5 empty] | 1/9/2024 | 1/1/2025 | 23/1/2025 | 25/5/2025 | 24/9/2025 | 24/1/2026 | 26/5/2026 | 25/9/2026 | 2026-01-24 | 2025-09-24 | PPM-Mech&Plumb | 101
PPM-00846 | In-house PPM | MECHANICAL & PLUMBING | 4 months | 4 | 0 | VALVE CHAMBER | VALVE CHAMBER (IDC/MOV-08),(MB-1-22UG-0261),ROAD 1,ZONE 1,SBJ | SBJ-Z1-R01-IDC-MOV-08 | VALVE CHABER | 4 | AUMA | [5 empty] | 1/9/2024 | 1/1/2025 | 23/1/2025 | 25/5/2025 | 24/9/2025 | 24/1/2026 | 26/5/2026 | 25/9/2026 | 2026-01-24 | 2025-09-24 | PPM-Mech&Plumb | 102
PPM-00847 | In-house PPM | MECHANICAL & PLUMBING | 4 months | 4 | 0 | VALVE CHAMBER | VALVE CHAMBER (IDC/MOV-09),(MB-1-22UG-0262),ROAD 1,ZONE 1,SBJ | SBJ-Z1-R01-IDC-MOV-09 | VALVE CHABER | 4 | AUMA | [5 empty] | 2/9/2024 | 2/1/2025 | 24/1/2025 | 26/5/2025 | 25/9/2025 | 25/1/2026 | 27/5/2026 | 26/9/2026 | 2026-01-25 | 2025-09-25 | PPM-Mech&Plumb | 103
PPM-00848 | In-house PPM | MECHANICAL & PLUMBING | 4 months | 4 | 0 | VALVE CHAMBER | VALVE CHAMBER (IDC/MOV-10),(MB-1-22UG-0263),ROAD 1,ZONE 1,SBJ | SBJ-Z1-R01-IDC-MOV-10 | VALVE CHABER | 4 | AUMA | [5 empty] | 2/9/2024 | 2/1/2025 | 24/1/2025 | 26/5/2025 | 25/9/2025 | 25/1/2026 | 27/5/2026 | 26/9/2026 | 2026-01-25 | 2025-09-25 | PPM-Mech&Plumb | 104
PPM-00849 | In-house PPM | MECHANICAL & PLUMBING | 4 months | 4 | 0 | VALVE CHAMBER | VALVE CHAMBER (IDC/MOV-11),(MB-1-22UG-0264),ROAD 1,ZONE 1,SBJ | SBJ-Z1-R01-IDC-MOV-11 | VALVE CHABER | 4 | AUMA | [5 empty] | 2/9/2024 | 2/1/2025 | 24/1/2025 | 26/5/2025 | 25/9/2025 | 25/1/2026 | 27/5/2026 | 26/9/2026 | 2026-01-25 | 2025-09-25 | PPM-Mech&Plumb | 105
PPM-00850 | In-house PPM | MECHANICAL & PLUMBING | 4 months | 4 | 0 | VALVE CHAMBER | VALVE CHAMBER (IDC/MOV-12),(MB-1-22UG-0265),ROAD 1,ZONE 1,SBJ | SBJ-Z1-R01-IDC-MOV-12 | VALVE CHABER | 4 | AUMA | [5 empty] | 2/9/2024 | 2/1/2025 | 24/1/2025 | 26/5/2025 | 25/9/2025 | 25/1/2026 | 27/5/2026 | 26/9/2026 | 2026-01-25 | 2025-09-25 | PPM-Mech&Plumb | 106
PPM-00851 | In-house PPM | MECHANICAL & PLUMBING | 4 months | 4 | 0 | VALVE CHAMBER | VALVE CHAMBER (IDC/MOV-13),(MB-1-22UG-0266),ROAD 1,ZONE 1,SBJ | SBJ-Z1-R01-IDC-MOV-13 | VALVE CHABER | 4 | AUMA | [5 empty] | 3/9/2024 | 3/1/2025 | 25/1/2025 | 27/5/2025 | 26/9/2025 | 26/1/2026 | 28/5/2026 | 27/9/2026 | 2026-01-26 | 2025-09-26 | PPM-Mech&Plumb | 107
PPM-00852 | In-house PPM | MECHANICAL & PLUMBING | 4 months | 4 | 0 | VALVE CHAMBER | VALVE CHAMBER (IDC/MOV-14),(MB-1-22UG-0267),ROAD 1,ZONE 1,SBJ | SBJ-Z1-R01-IDC-MOV-14 | VALVE CHABER | 4 | AUMA | [5 empty] | 3/9/2024 | 3/1/2025 | 25/1/2025 | 27/5/2025 | 26/9/2025 | 26/1/2026 | 28/5/2026 | 27/9/2026 | 2026-01-26 | 2025-09-26 | PPM-Mech&Plumb | 108
PPM-00853 | In-house PPM | MECHANICAL & PLUMBING | 4 months | 4 | 0 | VALVE CHAMBER | VALVE CHAMBER (IDC/MOV-15),(MB-1-22UG-0268),ROAD 1,ZONE 1,SBJ | SBJ-Z1-R01-IDC-MOV-15 | VALVE CHABER | 4 | AUMA | [5 empty] | 3/9/2024 | 3/1/2025 | 25/1/2025 | 27/5/2025 | 26/9/2025 | 26/1/2026 | 28/5/2026 | 27/9/2026 | 2026-01-26 | 2025-09-26 | PPM-Mech&Plumb | 109
PPM-00854 | In-house PPM | MECHANICAL & PLUMBING | 4 months | 4 | 0 | VALVE CHAMBER | VALVE CHAMBER (IDC/MOV-16),(MB-1-22UG-0269),ROAD 1,ZONE 1,SBJ | SBJ-Z1-R01-IDC-MOV-16 | VALVE CHABER | 4 | AUMA | [5 empty] | 3/9/2024 | 3/1/2025 | 25/1/2025 | 27/5/2025 | 26/9/2025 | 26/1/2026 | 28/5/2026 | 27/9/2026 | 2026-01-26 | 2025-09-26 | PPM-Mech&Plumb | 110
PPM-00855 | In-house PPM | MECHANICAL & PLUMBING | 4 months | 4 | 0 | VALVE CHAMBER | VALVE CHAMBER (IDC/MOV-17),(MB-1-22UG-0270),ROAD 1,ZONE 1,SBJ | SBJ-Z1-R01-IDC-MOV-17 | VALVE CHABER | 4 | AUMA | [5 empty] | 4/9/2024 | 4/1/2025 | 26/1/2025 | 28/5/2025 | 27/9/2025 | 27/1/2026 | 29/5/2026 | 28/9/2026 | 2026-01-27 | 2025-09-27 | PPM-Mech&Plumb | 111
PPM-00856 | In-house PPM | MECHANICAL & PLUMBING | 4 months | 4 | 0 | VALVE CHAMBER | VALVE CHAMBER (IDC/MOV-18),(MB-1-22UG-0271),ROAD 1,ZONE 1,SBJ | SBJ-Z1-R01-IDC-MOV-18 | VALVE CHABER | 4 | AUMA | [5 empty] | 4/9/2024 | 4/1/2025 | 26/1/2025 | 28/5/2025 | 27/9/2025 | 27/1/2026 | 29/5/2026 | 28/9/2026 | 2026-01-27 | 2025-09-27 | PPM-Mech&Plumb | 112
PPM-00857 | In-house PPM | MECHANICAL & PLUMBING | 4 months | 4 | 0 | VALVE CHAMBER | VALVE CHAMBER (IDC/MOV-19),(MB-1-22UG-0272),ROAD 1,ZONE 1,SBJ | SBJ-Z1-R01-IDC-MOV-19 | VALVE CHABER | 4 | AUMA | [5 empty] | 4/9/2024 | 4/1/2025 | 26/1/2025 | 28/5/2025 | 27/9/2025 | 27/1/2026 | 29/5/2026 | 28/9/2026 | 2026-01-27 | 2025-09-27 | PPM-Mech&Plumb | 113
PPM-00858 | In-house PPM | MECHANICAL & PLUMBING | 4 months | 4 | 0 | VALVE CHAMBER | VALVE CHAMBER (IDC/MOV-20),(MB-1-22UG-0273),ROAD 1,ZONE 1,SBJ | SBJ-Z1-R01-IDC-MOV-20 | VALVE CHABER | 4 | AUMA | [5 empty] | 4/9/2024 | 4/1/2025 | 26/1/2025 | 28/5/2025 | 27/9/2025 | 27/1/2026 | 29/5/2026 | 28/9/2026 | 2026-01-27 | 2025-09-27 | PPM-Mech&Plumb | 114
PPM-00859 | In-house PPM | MECHANICAL & PLUMBING | 4 months | 4 | 0 | GATE VALVE | GATE VALVE,(MB-1-22UG-0493),ROAD-1,ZONE-1,SBJ | SBJ-Z1-R01-GV | GATE VALVE | 4 | [6 empty] | 5/9/2024 | 5/1/2025 | 27/1/2025 | 29/5/2025 | 28/9/2025 | 28/1/2026 | 30/5/2026 | 29/9/2026 | 2026-01-28 | 2025-09-28 | PPM-Mech&Plumb | 115
PPM-00860 | In-house PPM | MECHANICAL & PLUMBING | 4 months | 4 | 0 | IRRIGATION AIR RELEASE VALVE | IRRIGATION AIR RELEASE VALVE-01,(MB-1-22UG-0335),ROAD 01,ZONE-1,SBJ | SBJ-Z1-R01-PLARV-0335 | IRRIGATION AIR RELEASE VALVE | 4 | [6 empty] | 5/9/2024 | 5/1/2025 | 27/1/2025 | 29/5/2025 | 28/9/2025 | 28/1/2026 | 30/5/2026 | 29/9/2026 | 2026-01-28 | 2025-09-28 | PPM-Mech&Plumb | 116
PPM-00861 | In-house PPM | MECHANICAL & PLUMBING | 4 months | 4 | 0 | IRRIGATION AIR RELEASE VALVE | IRRIGATION AIR RELEASE VALVE-02,(MB-1-22UG-0336),ROAD 01 NEAR STAFF ACCOMM.,ZONE-1,SBJ | SBJ-Z1-R01-PLARV-0336 | IRRIGATION AIR RELEASE VALVE | 4 | [6 empty] | 5/9/2024 | 5/1/2025 | 27/1/2025 | 29/5/2025 | 28/9/2025 | 28/1/2026 | 30/5/2026 | 29/9/2026 | 2026-01-28 | 2025-09-28 | PPM-Mech&Plumb | 117
PPM-00862 | In-house PPM | MECHANICAL & PLUMBING | 4 months | 4 | 0 | IRRIGATION AIR RELEASE VALVE | IRRIGATION AIR RELEASE VALVE-03,(MB-1-22UG-0337),ROAD 01 NEAR STAFF ACCOMM.,ZONE-1,SBJ | SBJ-Z1-R01-PLARV-0337 | IRRIGATION AIR RELEASE VALVE | 4 | [6 empty] | 5/9/2024 | 5/1/2025 | 27/1/2025 | 29/5/2025 | 28/9/2025 | 28/1/2026 | 30/5/2026 | 29/9/2026 | 2026-01-28 | 2025-09-28 | PPM-Mech&Plumb | 118
PPM-00863 | In-house PPM | MECHANICAL & PLUMBING | 4 months | 4 | 0 | PRESSURE REDUCING VALVE | IRRIGATION PRV -01,(MB-1-42GL-0247),ROAD-1,ZONE-1,SBJ | SBJ-Z1-R01-PLPRV-0247 | PRESSURE RELEASE VALVE | 4 | ACMO | M-100 DN-125 |  |  |  |  | 7/9/2024 | 7/1/2025 | 29/1/2025 | 31/5/2025 | 30/9/2025 | 30/1/2026 | 1/6/2026 | 1/10/2026 | 2026-01-30 | 2025-09-30 | PPM-Mech&Plumb | 119
PPM-00864 | In-house PPM | MECHANICAL & PLUMBING | 4 months | 4 | 0 | VALVE CHAMBER | VALVE CHAMBER (IDC/MOV-27),(MB-1-25UG-0280),ROAD 3,ZONE 1,SBJ | SBJ-Z1-R03-PLVC-0280 | VALVE CHAMBER | 4 | AUMA | [5 empty] | 7/9/2024 | 7/1/2025 | 29/1/2025 | 31/5/2025 | 30/9/2025 | 30/1/2026 | 1/6/2026 | 1/10/2026 | 2026-01-30 | 2025-09-30 | PPM-Mech&Plumb | 120
PPM-00865 | In-house PPM | MECHANICAL & PLUMBING | 4 months | 4 | 0 | VALVE CHAMBER | VALVE CHAMBER (IDC/MOV-28),(MB-1-25UG-0281),ROAD 3,ZONE 1,SBJ | SBJ-Z1-R03-PLVC-0281 | VALVE CHAMBER | 4 | AUMA | [5 empty] | 7/9/2024 | 7/1/2025 | 29/1/2025 | 31/5/2025 | 30/9/2025 | 30/1/2026 | 1/6/2026 | 1/10/2026 | 2026-01-30 | 2025-09-30 | PPM-Mech&Plumb | 121
PPM-00866 | In-house PPM | MECHANICAL & PLUMBING | 4 months | 4 | 0 | VALVE CHAMBER | VALVE CHAMBER (IDC/MOV-29),(MB-1-25UG-0282),ROAD 3,ZONE 1,SBJ | SBJ-Z1-R03-PLVC-0282 | VALVE CHAMBER | 4 | AUMA | [5 empty] | 7/9/2024 | 7/1/2025 | 29/1/2025 | 31/5/2025 | 30/9/2025 | 30/1/2026 | 1/6/2026 | 1/10/2026 | 2026-01-30 | 2025-09-30 | PPM-Mech&Plumb | 122
PPM-00867 | In-house PPM | MECHANICAL & PLUMBING | 4 months | 4 | 0 | VALVE CHAMBER | VALVE CHAMBER (IDC/MOV-30),(MB-1-25UG-0283),ROAD 3,ZONE 1,SBJ | SBJ-Z1-R03-PLVC-0283 | VALVE CHAMBER | 4 | AUMA | [5 empty] | 8/9/2024 | 8/1/2025 | 30/1/2025 | 1/6/2025 | 1/10/2025 | 31/1/2026 | 2/6/2026 | 2/10/2026 | 2026-01-31 | 2025-10-01 | PPM-Mech&Plumb | 123
PPM-00868 | In-house PPM | MECHANICAL & PLUMBING | 4 months | 4 | 0 | VALVE CHAMBER | VALVE CHAMBER (IDC/MOV-31),(MB-1-25UG-0284),ROAD 3,ZONE 1,SBJ | SBJ-Z1-R03-PLVC-0284 | VALVE CHAMBER | 4 | AUMA | [5 empty] | 8/9/2024 | 8/1/2025 | 30/1/2025 | 1/6/2025 | 1/10/2025 | 31/1/2026 | 2/6/2026 | 2/10/2026 | 2026-01-31 | 2025-10-01 | PPM-Mech&Plumb | 124
PPM-00869 | In-house PPM | MECHANICAL & PLUMBING | 4 months | 4 | 0 | VALVE CHAMBER | VALVE CHAMBER (IDC/MOV-32),(MB-1-25UG-0285),ROAD 3,ZONE 1,SBJ | SBJ-Z1-R03-PLVC-0285 | VALVE CHAMBER | 4 | AUMA | [5 empty] | 8/9/2024 | 8/1/2025 | 30/1/2025 | 1/6/2025 | 1/10/2025 | 31/1/2026 | 2/6/2026 | 2/10/2026 | 2026-01-31 | 2025-10-01 | PPM-Mech&Plumb | 125
PPM-00870 | In-house PPM | MECHANICAL & PLUMBING | 4 months | 4 | 0 | VALVE CHAMBER | VALVE CHAMBER (IDC/MOV-33),(MB-1-25UG-0286),ROAD 3,ZONE 1,SBJ | SBJ-Z1-R03-PLVC-0286 | VALVE CHAMBER | 4 | AUMA | [5 empty] | 8/9/2024 | 8/1/2025 | 30/1/2025 | 1/6/2025 | 1/10/2025 | 31/1/2026 | 2/6/2026 | 2/10/2026 | 2026-01-31 | 2025-10-01 | PPM-Mech&Plumb | 126
PPM-00871 | In-house PPM | MECHANICAL & PLUMBING | 4 months | 4 | 0 | VALVE CHAMBER | VALVE CHAMBER (IDC/MOV-34),(MB-1-25UG-0287),ROAD 3,ZONE 1,SBJ | SBJ-Z1-R03-PLVC-0287 | VALVE CHAMBER | 4 | AUMA | [5 empty] | 9/9/2024 | 9/1/2025 | 31/1/2025 | 2/6/2025 | 2/10/2025 | 1/2/2026 | 3/6/2026 | 3/10/2026 | 2026-02-01 | 2025-10-02 | PPM-Mech&Plumb | 127
PPM-00872 | In-house PPM | MECHANICAL & PLUMBING | 4 months | 4 | 0 | VALVE CHAMBER | VALVE CHAMBER (IDC/MOV-35),(MB-1-26UG-0288),ROAD 4,ZONE 1,SBJ | SBJ-Z1-R04-PLVC-0288 | VALVE CHAMBER | 4 | AUMA | [5 empty] | 9/9/2024 | 9/1/2025 | 31/1/2025 | 2/6/2025 | 2/10/2025 | 1/2/2026 | 3/6/2026 | 3/10/2026 | 2026-02-01 | 2025-10-02 | PPM-Mech&Plumb | 128
PPM-00873 | In-house PPM | MECHANICAL & PLUMBING | 4 months | 4 | 0 | VALVE CHAMBER | VALVE CHAMBER (IDC/MOV-36),(MB-1-26UG-0289),ROAD 4,ZONE 1,SBJ | SBJ-Z1-R04-PLVC-0289 | VALVE CHAMBER | 4 | AUMA | [5 empty] | 9/9/2024 | 9/1/2025 | 31/1/2025 | 2/6/2025 | 2/10/2025 | 1/2/2026 | 3/6/2026 | 3/10/2026 | 2026-02-01 | 2025-10-02 | PPM-Mech&Plumb | 129
PPM-00874 | In-house PPM | MECHANICAL & PLUMBING | 4 months | 4 | 0 | VALVE CHAMBER | VALVE CHAMBER (IDC/MOV-37),(MB-1-26UG-0290),ROAD 4,ZONE 1,SBJ | SBJ-Z1-R04-PLVC-0290 | VALVE CHAMBER | 4 | AUMA | [5 empty] | 9/9/2024 | 9/1/2025 | 31/1/2025 | 2/6/2025 | 2/10/2025 | 1/2/2026 | 3/6/2026 | 3/10/2026 | 2026-02-01 | 2025-10-02 | PPM-Mech&Plumb | 130
PPM-00875 | In-house PPM | MECHANICAL & PLUMBING | 4 months | 4 | 0 | GATE VALVE | GATE VALVE,(MB-1-25UG-0491),ROAD-3,ZONE-1,SBJ | SBJ-Z1-R03-GV | GATE VALVE | 4 | [6 empty] | 10/9/2024 | 10/1/2025 | 1/2/2025 | 3/6/2025 | 3/10/2025 | 2/2/2026 | 4/6/2026 | 4/10/2026 | 2026-02-02 | 2025-10-03 | PPM-Mech&Plumb | 131
PPM-00876 | In-house PPM | MECHANICAL & PLUMBING | 4 months | 4 | 0 | GATE VALVE | GATE VALVE,(MB-1-26UG-0490),ROAD-4,ZONE-1,SBJ | SBJ-Z1-R04-GV | GATE VALVE | 4 | [6 empty] | 10/9/2024 | 10/1/2025 | 1/2/2025 | 3/6/2025 | 3/10/2025 | 2/2/2026 | 4/6/2026 | 4/10/2026 | 2026-02-02 | 2025-10-03 | PPM-Mech&Plumb | 132
PPM-00877 | In-house PPM | MECHANICAL & PLUMBING | 4 months | 4 | 0 | IRRIGATION AIR RELEASE VALVE | IRRIGATION AIR RELEASE VALVE-06,(MB-1-26UG-0340),ROAD 04,ZONE-1,SBJ | SBJ-Z1-R04-PLARV-0340 | IRRIGATION AIR RELEASE VALVE | 4 | [6 empty] | 10/9/2024 | 10/1/2025 | 1/2/2025 | 3/6/2025 | 3/10/2025 | 2/2/2026 | 4/6/2026 | 4/10/2026 | 2026-02-02 | 2025-10-03 | PPM-Mech&Plumb | 133
PPM-00878 | In-house PPM | MECHANICAL & PLUMBING | 4 months | 4 | 0 | GATE VALVE | GATE VALVE,(MB-1-27UG-0489),ROAD-5,ZONE-1,SBJ | SBJ-Z1-R05-GV | GATE VALVE | 4 | [6 empty] | 10/9/2024 | 10/1/2025 | 1/2/2025 | 3/6/2025 | 3/10/2025 | 2/2/2026 | 4/6/2026 | 4/10/2026 | 2026-02-02 | 2025-10-03 | PPM-Mech&Plumb | 134
PPM-00879 | In-house PPM | MECHANICAL & PLUMBING | 4 months | 4 | 0 | VALVE CHAMBER | VALVE CHAMBER (IDC/MOV-38),(MB-1-27UG-0291),ROAD 5,ZONE 1,SBJ | SBJ-Z1-R05-PLVC-0291 | VALVE CHAMBER | 4 | AUMA | [5 empty] | 11/9/2024 | 11/1/2025 | 2/2/2025 | 4/6/2025 | 4/10/2025 | 3/2/2026 | 5/6/2026 | 5/10/2026 | 2026-02-03 | 2025-10-04 | PPM-Mech&Plumb | 135
PPM-00880 | In-house PPM | MECHANICAL & PLUMBING | 4 months | 4 | 0 | VALVE CHAMBER | VALVE CHAMBER (IDC/MOV-39),(MB-1-27UG-0292),ROAD 5,ZONE 1,SBJ | SBJ-Z1-R05-PLVC-0292 | VALVE CHAMBER | 4 | AUMA | [5 empty] | 11/9/2024 | 11/1/2025 | 2/2/2025 | 4/6/2025 | 4/10/2025 | 3/2/2026 | 5/6/2026 | 5/10/2026 | 2026-02-03 | 2025-10-04 | PPM-Mech&Plumb | 136
PPM-00881 | In-house PPM | MECHANICAL & PLUMBING | 4 months | 4 | 0 | VALVE CHAMBER | VALVE CHAMBER (IDC/MOV-40),(MB-1-27UG-0293),ROAD 5,ZONE 1,SBJ | SBJ-Z1-R05-PLVC-0293 | VALVE CHAMBER | 4 | AUMA | [5 empty] | 11/9/2024 | 11/1/2025 | 2/2/2025 | 4/6/2025 | 4/10/2025 | 3/2/2026 | 5/6/2026 | 5/10/2026 | 2026-02-03 | 2025-10-04 | PPM-Mech&Plumb | 137
PPM-00882 | In-house PPM | MECHANICAL & PLUMBING | 4 months | 4 | 0 | IRRIGATION AIR RELEASE VALVE | IRRIGATION AIR RELEASE VALVE-07,(MB-1-27UG-0341),ROAD 05,ZONE-1,SBJ | SBJ-Z1-R05-PLARV-0341 | IRRIGATION AIR RELEASE VALVE | 4 | [6 empty] | 11/9/2024 | 11/1/2025 | 2/2/2025 | 4/6/2025 | 4/10/2025 | 3/2/2026 | 5/6/2026 | 5/10/2026 | 2026-02-03 | 2025-10-04 | PPM-Mech&Plumb | 138
PPM-00883 | In-house PPM | MECHANICAL & PLUMBING | 4 months | 4 | 0 | IRRIGATION AIR RELEASE VALVE | IRRIGATION AIR RELEASE VALVE-08,(MB-1-27UG-0342),ROAD 05,ZONE-1,SBJ | SBJ-Z1-R05-PLARV-0342 | IRRIGATION AIR RELEASE VALVE | 4 | [6 empty] | 12/9/2024 | 12/1/2025 | 3/2/2025 | 5/6/2025 | 5/10/2025 | 4/2/2026 | 6/6/2026 | 6/10/2026 | 2026-02-04 | 2025-10-05 | PPM-Mech&Plumb | 139
PPM-00884 | In-house PPM | MECHANICAL & PLUMBING | 4 months | 4 | 0 | VALVE CHAMBER | VALVE CHAMBER (IDC/MOV-67),(MB-1-46UG-0320),TECHNICAL ZONE,ROAD 17,ZONE 1 | SBJ-Z1-R17-PLVC-0320 | VALVE CHAMBER | 4 | AUMA | [5 empty] | 12/9/2024 | 12/1/2025 | 3/2/2025 | 5/6/2025 | 5/10/2025 | 4/2/2026 | 6/6/2026 | 6/10/2026 | 2026-02-04 | 2025-10-05 | PPM-Mech&Plumb | 140
PPM-00885 | In-house PPM | MECHANICAL & PLUMBING | 4 months | 4 | 0 | VALVE CHAMBER | VALVE CHAMBER (IDC/MOV-68),(MB-1-46UG-0321),TECHNICAL ZONE,ROAD 17,ZONE 1 | SBJ-Z1-R17-PLVC-0321 | VALVE CHAMBER | 4 | AUMA | [5 empty] | 12/9/2024 | 12/1/2025 | 3/2/2025 | 5/6/2025 | 5/10/2025 | 4/2/2026 | 6/6/2026 | 6/10/2026 | 2026-02-04 | 2025-10-05 | PPM-Mech&Plumb | 141
PPM-00886 | In-house PPM | MECHANICAL & PLUMBING | 4 months | 4 | 0 | VALVE CHAMBER | VALVE CHAMBER (IDC/MOV-69),(MB-1-46UG-0322),TECHNICAL ZONE,ROAD 17,ZONE 1 | SBJ-Z1-R17-PLVC-0322 | VALVE CHAMBER | 4 | AUMA | [5 empty] | 12/9/2024 | 12/1/2025 | 3/2/2025 | 5/6/2025 | 5/10/2025 | 4/2/2026 | 6/6/2026 | 6/10/2026 | 2026-02-04 | 2025-10-05 | PPM-Mech&Plumb | 142
PPM-00887 | In-house PPM | MECHANICAL & PLUMBING | 4 months | 4 | 0 | VALVE CHAMBER | VALVE CHAMBER (IDC/MOV-70),(MB-1-46UG-0323),TECHNICAL ZONE,ROAD 17,ZONE 1 | SBJ-Z1-R17-PLVC-0323 | VALVE CHAMBER | 4 | AUMA | [5 empty] | 14/9/2024 | 14/1/2025 | 5/2/2025 | 7/6/2025 | 7/10/2025 | 6/2/2026 | 8/6/2026 | 8/10/2026 | 2026-02-06 | 2025-10-07 | PPM-Mech&Plumb | 143
PPM-00888 | In-house PPM | MECHANICAL & PLUMBING | 4 months | 4 | 0 | VALVE CHAMBER | VALVE CHAMBER (IDC/MOV-71),(MB-1-46UG-0324),TECHNICAL ZONE,ROAD 17,ZONE 1 | SBJ-Z1-R17-PLVC-0324 | VALVE CHAMBER | 4 | AUMA | [5 empty] | 14/9/2024 | 14/1/2025 | 5/2/2025 | 7/6/2025 | 7/10/2025 | 6/2/2026 | 8/6/2026 | 8/10/2026 | 2026-02-06 | 2025-10-07 | PPM-Mech&Plumb | 144
PPM-00889 | In-house PPM | MECHANICAL & PLUMBING | 4 months | 4 | 0 | VALVE CHAMBER | VALVE CHAMBER (IDC/MOV-72),(MB-1-46UG-0325),TECHNICAL ZONE,ROAD 17,ZONE 1 | SBJ-Z1-R17-PLVC-0325 | VALVE CHAMBER | 4 | AUMA | [5 empty] | 14/9/2024 | 14/1/2025 | 5/2/2025 | 7/6/2025 | 7/10/2025 | 6/2/2026 | 8/6/2026 | 8/10/2026 | 2026-02-06 | 2025-10-07 | PPM-Mech&Plumb | 145
PPM-00890 | In-house PPM | MECHANICAL & PLUMBING | 4 months | 4 | 0 | VALVE CHAMBER | VALVE CHAMBER (IDC/MOV-73),(MB-1-46UG-0326),TECHNICAL ZONE,ROAD 17,ZONE 1 | SBJ-Z1-R17-PLVC-0326 | VALVE CHAMBER | 4 | AUMA | [5 empty] | 14/9/2024 | 14/1/2025 | 5/2/2025 | 7/6/2025 | 7/10/2025 | 6/2/2026 | 8/6/2026 | 8/10/2026 | 2026-02-06 | 2025-10-07 | PPM-Mech&Plumb | 146
PPM-00891 | In-house PPM | MECHANICAL & PLUMBING | 4 months | 4 | 0 | VALVE CHAMBER | VALVE CHAMBER (IDC/MOV-74),(MB-1-46UG-0327),TECHNICAL ZONE,ROAD 17,ZONE 1 | SBJ-Z1-R17-PLVC-0327 | VALVE CHAMBER | 4 | AUMA | [5 empty] | 15/9/2024 | 15/1/2025 | 6/2/2025 | 8/6/2025 | 8/10/2025 | 7/2/2026 | 9/6/2026 | 9/10/2026 | 2026-02-07 | 2025-10-08 | PPM-Mech&Plumb | 147
PPM-00892 | In-house PPM | MECHANICAL & PLUMBING | 4 months | 4 | 0 | VALVE CHAMBER | VALVE CHAMBER (IDC/MOV-75),(MB-1-46UG-0328),TECHNICAL ZONE,ROAD 17,ZONE 1 | SBJ-Z1-R17-PLVC-0328 | VALVE CHAMBER | 4 | AUMA | [5 empty] | 15/9/2024 | 15/1/2025 | 6/2/2025 | 8/6/2025 | 8/10/2025 | 7/2/2026 | 9/6/2026 | 9/10/2026 | 2026-02-07 | 2025-10-08 | PPM-Mech&Plumb | 148
PPM-00893 | In-house PPM | MECHANICAL & PLUMBING | 4 months | 4 | 0 | VALVE CHAMBER | VALVE CHAMBER (IDC/MOV-76),(MB-1-46UG-0329),TECHNICAL ZONE,ROAD 17,ZONE 1 | SBJ-Z1-R17-PLVC-0329 | VALVE CHAMBER | 4 | AUMA | [5 empty] | 15/9/2024 | 15/1/2025 | 6/2/2025 | 8/6/2025 | 8/10/2025 | 7/2/2026 | 9/6/2026 | 9/10/2026 | 2026-02-07 | 2025-10-08 | PPM-Mech&Plumb | 149
PPM-00894 | In-house PPM | MECHANICAL & PLUMBING | 4 months | 4 | 0 | VALVE CHAMBER | VALVE CHAMBER (IDC/MOV-77),(MB-1-46UG-0330),TECHNICAL ZONE,ROAD 17,ZONE 1 | SBJ-Z1-R17-PLVC-0330 | VALVE CHAMBER | 4 | AUMA | [5 empty] | 15/9/2024 | 15/1/2025 | 6/2/2025 | 8/6/2025 | 8/10/2025 | 7/2/2026 | 9/6/2026 | 9/10/2026 | 2026-02-07 | 2025-10-08 | PPM-Mech&Plumb | 150
PPM-00895 | In-house PPM | MECHANICAL & PLUMBING | 4 months | 4 | 0 | IRRIGATION AIR RELEASE VALVE | IRRIGATION AIR RELEASE VALVE-17,(MB-1-46UG-0351),ROAD 17 JABAL,TECHNICAL ZONE,ZONE-1,SBJ | SBJ-Z1-R17-PLARV-0351 | IRRIGATION AIR RELEASE VALVE | 4 | [6 empty] | 16/9/2024 | 16/1/2025 | 7/2/2025 | 9/6/2025 | 9/10/2025 | 8/2/2026 | 10/6/2026 | 10/10/2026 | 2026-02-08 | 2025-10-09 | PPM-Mech&Plumb | 151
PPM-00896 | In-house PPM | MECHANICAL & PLUMBING | 4 months | 4 | 0 | IRRIGATION AIR RELEASE VALVE | IRRIGATION AIR RELEASE VALVE-18,(MB-1-46UG-0352),ROAD 17 FENCING,TECHNICAL ZONE,ZONE-1,SBJ | SBJ-Z1-R17-PLARV-0352 | IRRIGATION AIR RELEASE VALVE | 4 | [6 empty] | 16/9/2024 | 16/1/2025 | 7/2/2025 | 9/6/2025 | 9/10/2025 | 8/2/2026 | 10/6/2026 | 10/10/2026 | 2026-02-08 | 2025-10-09 | PPM-Mech&Plumb | 152
PPM-00897 | In-house PPM | MECHANICAL & PLUMBING | 4 months | 4 | 0 | IRRIGATION AIR RELEASE VALVE | IRRIGATION AIR RELEASE VALVE-19,(MB-1-46UG-0353),ROAD 17 FENCING,TECHNICAL ZONE,ZONE-1,SBJ | SBJ-Z1-R17-PLARV-0353 | IRRIGATION AIR RELEASE VALVE | 4 | [6 empty] | 16/9/2024 | 16/1/2025 | 7/2/2025 | 9/6/2025 | 9/10/2025 | 8/2/2026 | 10/6/2026 | 10/10/2026 | 2026-02-08 | 2025-10-09 | PPM-Mech&Plumb | 153
PPM-00898 | In-house PPM | MECHANICAL & PLUMBING | 4 months | 4 | 0 | IRRIGATION AIR RELEASE VALVE | IRRIGATION AIR RELEASE VALVE-20,(MB-1-46UG-0354),ROAD 17 FENCING,TECHNICAL ZONE,ZONE-1,SBJ | SBJ-Z1-R17-PLARV-0354 | IRRIGATION AIR RELEASE VALVE | 4 | [6 empty] | 16/9/2024 | 16/1/2025 | 7/2/2025 | 9/6/2025 | 9/10/2025 | 8/2/2026 | 10/6/2026 | 10/10/2026 | 2026-02-08 | 2025-10-09 | PPM-Mech&Plumb | 154
PPM-00899 | In-house PPM | MECHANICAL & PLUMBING | 4 months | 4 | 0 | PRESSURE REDUCING VALVE | POTABLE WATER PRV -01,(MB-1-46GL-0250),ROAD 17,TECHNICAL ZONE,ZONE-1,SBJ | SBJ-Z1-R17-PLPRV-0250 | PRESSURE RELEASE VALVE | 4 | ACMO | M-100 DN-250 |  |  |  |  | 17/9/2024 | 17/1/2025 | 8/2/2025 | 10/6/2025 | 10/10/2025 | 9/2/2026 | 11/6/2026 | 11/10/2026 | 2026-02-09 | 2025-10-10 | PPM-Mech&Plumb | 155
PPM-00900 | In-house PPM | MECHANICAL & PLUMBING | 4 months | 4 | 0 | IRRIGATION PUMP | IRRIGATION PUMP-1,(MB-1-46UG-0231),ROAD 17,TECHNICAL ZONE,ZONE-1,SBJ | SBJ-Z1-R17-IP1 | IRRIGATION PUMP | 4 | GOULDS | 92SV05/2AG370T/D |  |  |  |  | 17/9/2024 | 17/1/2025 | 8/2/2025 | 10/6/2025 | 10/10/2025 | 9/2/2026 | 11/6/2026 | 11/10/2026 | 2026-02-09 | 2025-10-10 | PPM-Mech&Plumb | 156
PPM-00901 | In-house PPM | MECHANICAL & PLUMBING | 4 months | 4 | 0 | IRRIGATION PUMP | IRRIGATION PUMP-2,(MB-1-46UG-0232),ROAD 17,TECHNICAL ZONE,ZONE-1,SBJ | SBJ-Z1-R17-IP2 | IRRIGATION PUMP | 4 | GOULDS | 92SV05/2AG370T/D |  |  |  |  | 17/9/2024 | 17/1/2025 | 8/2/2025 | 10/6/2025 | 10/10/2025 | 9/2/2026 | 11/6/2026 | 11/10/2026 | 2026-02-09 | 2025-10-10 | PPM-Mech&Plumb | 157
PPM-00902 | In-house PPM | MECHANICAL & PLUMBING | 4 months | 4 | 0 | VALVE CHAMBER | VALVE CHAMBER (IDC/MOV-21),(MB-2-23UG-0274),ROAD 2,ZONE 2,SBJ | SBJ-Z2-R02-PLVC-0274 | VALVE CHAMBER | 4 | AUMA | [5 empty] | 17/9/2024 | 17/1/2025 | 8/2/2025 | 10/6/2025 | 10/10/2025 | 9/2/2026 | 11/6/2026 | 11/10/2026 | 2026-02-09 | 2025-10-10 | PPM-Mech&Plumb | 158
PPM-00903 | In-house PPM | MECHANICAL & PLUMBING | 4 months | 4 | 0 | VALVE CHAMBER | VALVE CHAMBER (IDC/MOV-22),(MB-2-23UG-0275),ROAD 2,ZONE 2,SBJ | SBJ-Z2-R02-PLVC-0275 | VALVE CHAMBER | 4 | AUMA | [5 empty] | 18/9/2024 | 18/1/2025 | 9/2/2025 | 11/6/2025 | 11/10/2025 | 10/2/2026 | 12/6/2026 | 12/10/2026 | 2026-02-10 | 2025-10-11 | PPM-Mech&Plumb | 159
PPM-00904 | In-house PPM | MECHANICAL & PLUMBING | 4 months | 4 | 0 | VALVE CHAMBER | VALVE CHAMBER (IDC/MOV-23),(MB-2-23UG-0276),ROAD 2,ZONE 2,SBJ | SBJ-Z2-R02-PLVC-0276 | VALVE CHAMBER | 4 | AUMA | [5 empty] | 18/9/2024 | 18/1/2025 | 9/2/2025 | 11/6/2025 | 11/10/2025 | 10/2/2026 | 12/6/2026 | 12/10/2026 | 2026-02-10 | 2025-10-11 | PPM-Mech&Plumb | 160
PPM-00905 | In-house PPM | MECHANICAL & PLUMBING | 4 months | 4 | 0 | VALVE CHAMBER | VALVE CHAMBER (IDC/MOV-24),(MB-2-23UG-0277),ROAD 2,ZONE 2,SBJ | SBJ-Z2-R02-PLVC-0277 | VALVE CHAMBER | 4 | AUMA | [5 empty] | 18/9/2024 | 18/1/2025 | 9/2/2025 | 11/6/2025 | 11/10/2025 | 10/2/2026 | 12/6/2026 | 12/10/2026 | 2026-02-10 | 2025-10-11 | PPM-Mech&Plumb | 161
PPM-00906 | In-house PPM | MECHANICAL & PLUMBING | 4 months | 4 | 0 | VALVE CHAMBER | VALVE CHAMBER (IDC/MOV-25),(MB-2-23UG-0278),ROAD 2,ZONE 2,SBJ | SBJ-Z2-R02-PLVC-0278 | VALVE CHAMBER | 4 | AUMA | [5 empty] | 18/9/2024 | 18/1/2025 | 9/2/2025 | 11/6/2025 | 11/10/2025 | 10/2/2026 | 12/6/2026 | 12/10/2026 | 2026-02-10 | 2025-10-11 | PPM-Mech&Plumb | 162
PPM-00907 | In-house PPM | MECHANICAL & PLUMBING | 4 months | 4 | 0 | IRRIGATION AIR RELEASE VALVE | IRRIGATION AIR RELEASE VALVE-04,(MB-2-23UG-0338),ROAD 02,ZONE-2,SBJ | SBJ-Z2-R02-PLARV-0338 | IRRIGATION AIR RELEASE VALVE | 4 | [6 empty] | 19/9/2024 | 19/1/2025 | 10/2/2025 | 12/6/2025 | 12/10/2025 | 11/2/2026 | 13/6/2026 | 13/10/2026 | 2026-02-11 | 2025-10-12 | PPM-Mech&Plumb | 163
PPM-00908 | In-house PPM | MECHANICAL & PLUMBING | 4 months | 4 | 0 | PRESSURE REDUCING VALVE | IRRIGATION PRV -02,(MB-2-57GL-0248),ROAD 04,ZONE-2,SBJ | SBJ-Z2-R04-PLPRV-0248 | PRESSURE RELEASE VALVE | 4 | ACMO | M-100 DN-150 |  |  |  |  | 19/9/2024 | 19/1/2025 | 10/2/2025 | 12/6/2025 | 12/10/2025 | 11/2/2026 | 13/6/2026 | 13/10/2026 | 2026-02-11 | 2025-10-12 | PPM-Mech&Plumb | 164
PPM-00909 | In-house PPM | MECHANICAL & PLUMBING | 4 months | 4 | 0 | GATE VALVE | GATE VALVE,(MB-2-23UG-0492),ROAD-2,ZONE-2,SBJ | SBJ-Z2-R02-GV | GATE VALVE | 4 | [6 empty] | 19/9/2024 | 19/1/2025 | 10/2/2025 | 12/6/2025 | 12/10/2025 | 11/2/2026 | 13/6/2026 | 13/10/2026 | 2026-02-11 | 2025-10-12 | PPM-Mech&Plumb | 165
PPM-00910 | In-house PPM | MECHANICAL & PLUMBING | 4 months | 4 | 0 | IRRIGATION AIR RELEASE VALVE | IRRIGATION AIR RELEASE VALVE-09,(MB-2-28UG-0343),ROAD 06,ZONE-2,SBJ | SBJ-Z2-R06-PLARV-0343 | IRRIGATION AIR RELEASE VALVE | 4 | [6 empty] | 19/9/2024 | 19/1/2025 | 10/2/2025 | 12/6/2025 | 12/10/2025 | 11/2/2026 | 13/6/2026 | 13/10/2026 | 2026-02-11 | 2025-10-12 | PPM-Mech&Plumb | 166
PPM-00911 | In-house PPM | MECHANICAL & PLUMBING | 4 months | 4 | 0 | IRRIGATION AIR RELEASE VALVE | IRRIGATION AIR RELEASE VALVE-10,(MB-2-29UG-0344),ROAD 07,ZONE-2,SBJ | SBJ-Z2-R07-PLARV-0344 | IRRIGATION AIR RELEASE VALVE | 4 | [6 empty] | 21/9/2024 | 21/1/2025 | 12/2/2025 | 14/6/2025 | 14/10/2025 | 13/2/2026 | 15/6/2026 | 15/10/2026 | 2026-02-13 | 2025-10-14 | PPM-Mech&Plumb | 167
PPM-00912 | In-house PPM | MECHANICAL & PLUMBING | 4 months | 4 | 0 | IRRIGATION AIR RELEASE VALVE | IRRIGATION AIR RELEASE VALVE-11,(MB-2-30UG-0345),ROAD 08,ZONE-2,SBJ | SBJ-Z2-R08-PLARV-0345 | IRRIGATION AIR RELEASE VALVE | 4 | [6 empty] | 21/9/2024 | 21/1/2025 | 12/2/2025 | 14/6/2025 | 14/10/2025 | 13/2/2026 | 15/6/2026 | 15/10/2026 | 2026-02-13 | 2025-10-14 | PPM-Mech&Plumb | 168
PPM-00913 | In-house PPM | MECHANICAL & PLUMBING | 4 months | 4 | 0 | VALVE CHAMBER | VALVE CHAMBER (IDC/MOV-41),(MB-2-28UG-0294),ROAD 6,ZONE 2,SBJ | SBJ-Z2-R06-PLVC-0294 | VALVE CHAMBER | 4 | AUMA | [5 empty] | 21/9/2024 | 21/1/2025 | 12/2/2025 | 14/6/2025 | 14/10/2025 | 13/2/2026 | 15/6/2026 | 15/10/2026 | 2026-02-13 | 2025-10-14 | PPM-Mech&Plumb | 169
PPM-00914 | In-house PPM | MECHANICAL & PLUMBING | 4 months | 4 | 0 | VALVE CHAMBER | VALVE CHAMBER (IDC/MOV-42),(MB-2-28UG-0295),ROAD 6,ZONE 2,SBJ | SBJ-Z2-R06-PLVC-0295 | VALVE CHAMBER | 4 | AUMA | [5 empty] | 21/9/2024 | 21/1/2025 | 12/2/2025 | 14/6/2025 | 14/10/2025 | 13/2/2026 | 15/6/2026 | 15/10/2026 | 2026-02-13 | 2025-10-14 | PPM-Mech&Plumb | 170
PPM-00915 | In-house PPM | MECHANICAL & PLUMBING | 4 months | 4 | 0 | VALVE CHAMBER | VALVE CHAMBER (IDC/MOV-43),(MB-2-28UG-0296),ROAD 6,ZONE 2,SBJ | SBJ-Z2-R06-PLVC-0296 | VALVE CHAMBER | 4 | AUMA | [5 empty] | 22/9/2024 | 22/1/2025 | 13/2/2025 | 15/6/2025 | 15/10/2025 | 14/2/2026 | 16/6/2026 | 16/10/2026 | 2026-02-14 | 2025-10-15 | PPM-Mech&Plumb | 171
PPM-00916 | In-house PPM | MECHANICAL & PLUMBING | 4 months | 4 | 0 | VALVE CHAMBER | VALVE CHAMBER (IDC/MOV-44),(MB-2-28UG-0297),ROAD 6,ZONE 2,SBJ | SBJ-Z2-R06-PLVC-0297 | VALVE CHAMBER | 4 | AUMA | [5 empty] | 22/9/2024 | 22/1/2025 | 13/2/2025 | 15/6/2025 | 15/10/2025 | 14/2/2026 | 16/6/2026 | 16/10/2026 | 2026-02-14 | 2025-10-15 | PPM-Mech&Plumb | 172
PPM-00917 | In-house PPM | MECHANICAL & PLUMBING | 4 months | 4 | 0 | VALVE CHAMBER | VALVE CHAMBER (IDC/MOV-45),(MB-2-28UG-0298),ROAD 6,ZONE 2,SBJ | SBJ-Z2-R06-PLVC-0298 | VALVE CHAMBER | 4 | AUMA | [5 empty] | 22/9/2024 | 22/1/2025 | 13/2/2025 | 15/6/2025 | 15/10/2025 | 14/2/2026 | 16/6/2026 | 16/10/2026 | 2026-02-14 | 2025-10-15 | PPM-Mech&Plumb | 173
PPM-00918 | In-house PPM | MECHANICAL & PLUMBING | 4 months | 4 | 0 | GATE VALVE | GATE VALVE,(MB-2-28UG-0488),ROAD-6,ZONE-2,SBJ | SBJ-Z2-R06-GV | GATE VALVE | 4 | [6 empty] | 22/9/2024 | 22/1/2025 | 13/2/2025 | 15/6/2025 | 15/10/2025 | 14/2/2026 | 16/6/2026 | 16/10/2026 | 2026-02-14 | 2025-10-15 | PPM-Mech&Plumb | 174
PPM-00919 | In-house PPM | MECHANICAL & PLUMBING | 4 months | 4 | 0 | VALVE CHAMBER | VALVE CHAMBER (IDC/MOV-46),(MB-2-29UG-0299),ROAD 7,ZONE 2,SBJ | SBJ-Z2-R07-PLVC-0299 | VALVE CHAMBER | 4 | AUMA | [5 empty] | 23/9/2024 | 23/1/2025 | 14/2/2025 | 16/6/2025 | 16/10/2025 | 15/2/2026 | 17/6/2026 | 17/10/2026 | 2026-02-15 | 2025-10-16 | PPM-Mech&Plumb | 175
PPM-00920 | In-house PPM | MECHANICAL & PLUMBING | 4 months | 4 | 0 | VALVE CHAMBER | VALVE CHAMBER (IDC/MOV-47),(MB-2-29UG-0300),ROAD 7,ZONE 2,SBJ | SBJ-Z2-R07-PLVC-0300 | VALVE CHAMBER | 4 | AUMA | [5 empty] | 23/9/2024 | 23/1/2025 | 14/2/2025 | 16/6/2025 | 16/10/2025 | 15/2/2026 | 17/6/2026 | 17/10/2026 | 2026-02-15 | 2025-10-16 | PPM-Mech&Plumb | 176
PPM-00921 | In-house PPM | MECHANICAL & PLUMBING | 4 months | 4 | 0 | GATE VALVE | GATE VALVE,(MB-2-29UG-0487),ROAD-7,ZONE-2,SBJ | SBJ-Z2-R07-GV | GATE VALVE | 4 | [6 empty] | 23/9/2024 | 23/1/2025 | 14/2/2025 | 16/6/2025 | 16/10/2025 | 15/2/2026 | 17/6/2026 | 17/10/2026 | 2026-02-15 | 2025-10-16 | PPM-Mech&Plumb | 177
PPM-00922 | In-house PPM | MECHANICAL & PLUMBING | 4 months | 4 | 0 | VALVE CHAMBER | VALVE CHAMBER (IDC/MOV-48),(MB-2-30UG-0301),ROAD 8,ZONE 2,SBJ | SBJ-Z2-R08-PLVC-0301 | VALVE CHAMBER | 4 | AUMA | [5 empty] | 23/9/2024 | 23/1/2025 | 14/2/2025 | 16/6/2025 | 16/10/2025 | 15/2/2026 | 17/6/2026 | 17/10/2026 | 2026-02-15 | 2025-10-16 | PPM-Mech&Plumb | 178
PPM-00923 | In-house PPM | MECHANICAL & PLUMBING | 4 months | 4 | 0 | VALVE CHAMBER | VALVE CHAMBER (IDC/MOV-49),(MB-2-30UG-0302),ROAD 8,ZONE 2,SBJ | SBJ-Z2-R08-PLVC-0302 | VALVE CHAMBER | 4 | AUMA | [5 empty] | 24/9/2024 | 24/1/2025 | 15/2/2025 | 17/6/2025 | 17/10/2025 | 16/2/2026 | 18/6/2026 | 18/10/2026 | 2026-02-16 | 2025-10-17 | PPM-Mech&Plumb | 179
PPM-00924 | In-house PPM | MECHANICAL & PLUMBING | 4 months | 4 | 0 | VALVE CHAMBER | VALVE CHAMBER (IDC/MOV-50),(MB-2-30UG-0303),ROAD 8,ZONE 2,SBJ | SBJ-Z2-R08-PLVC-0303 | VALVE CHAMBER | 4 | AUMA | [5 empty] | 24/9/2024 | 24/1/2025 | 15/2/2025 | 17/6/2025 | 17/10/2025 | 16/2/2026 | 18/6/2026 | 18/10/2026 | 2026-02-16 | 2025-10-17 | PPM-Mech&Plumb | 180
PPM-00925 | In-house PPM | MECHANICAL & PLUMBING | 4 months | 4 | 0 | GATE VALVE | GATE VALVE,(MB-2-30UG-0486),ROAD-8,ZONE-2,SBJ | SBJ-Z2-R08-GV | GATE VALVE | 4 | [6 empty] | 24/9/2024 | 24/1/2025 | 15/2/2025 | 17/6/2025 | 17/10/2025 | 16/2/2026 | 18/6/2026 | 18/10/2026 | 2026-02-16 | 2025-10-17 | PPM-Mech&Plumb | 181
PPM-00926 | In-house PPM | MECHANICAL & PLUMBING | 4 months | 4 | 0 | IRRIGATION PUMP | IRRIGATION PUMP-1,(MB-3-43UG-0235),IRRIGATION PUMP ROOM-02,ZONE 3,SBJ | SBJ-Z3-IP2-IP1 | IRRIGATION PUMP | 4 | LOWARA | 33SVIOGO304T/D |  |  |  |  | 25/9/2024 | 25/1/2025 | 16/2/2025 | 18/6/2025 | 18/10/2025 | 17/2/2026 | 19/6/2026 | 19/10/2026 | 2026-02-17 | 2025-10-18 | PPM-Mech&Plumb | 182
PPM-00927 | In-house PPM | MECHANICAL & PLUMBING | 4 months | 4 | 0 | IRRIGATION PUMP | IRRIGATION PUMP-2,(MB-3-43UG-0236),IRRIGATION PUMP ROOM-02,ZONE 3,SBJ | SBJ-Z3-IP2-IP2 | IRRIGATION PUMP | 4 | LOWARA | 33SVIOGO304T/D |  |  |  |  | 25/9/2024 | 25/1/2025 | 16/2/2025 | 18/6/2025 | 18/10/2025 | 17/2/2026 | 19/6/2026 | 19/10/2026 | 2026-02-17 | 2025-10-18 | PPM-Mech&Plumb | 183
PPM-00928 | In-house PPM | MECHANICAL & PLUMBING | 4 months | 4 | 0 | JOCKEY PUMP | JOCKEY PUMP,(MB-3-43UG-0237),IRRIGATION PUMP ROOM-02,ZONE 3,SBJ | SBJ-Z3-IP2-JKP | JOCKEY PUMP | 4 | LOWARA | 5SV13F022T/D |  |  |  |  | 25/9/2024 | 25/1/2025 | 16/2/2025 | 18/6/2025 | 18/10/2025 | 17/2/2026 | 19/6/2026 | 19/10/2026 | 2026-02-17 | 2025-10-18 | PPM-Mech&Plumb | 184
PPM-00929 | In-house PPM | MECHANICAL & PLUMBING | 4 months | 4 | 0 | SUBMERSIBLE PUMP | SUMP PUMP,(MB-3-43UG-0238),IRRIGATION PUMP ROOM-02,ZONE 3,SBJ | SBJ-Z3-IP2-SMP | SUBMERSIBLE PUMP | 4 | [6 empty] | 25/9/2024 | 25/1/2025 | 16/2/2025 | 18/6/2025 | 18/10/2025 | 17/2/2026 | 19/6/2026 | 19/10/2026 | 2026-02-17 | 2025-10-18 | PPM-Mech&Plumb | 185
PPM-00930 | In-house PPM | MECHANICAL & PLUMBING | 4 months | 4 | 0 | VALVE CHAMBER | VALVE CHAMBER (IDC/MOV-51),(MB-3-31UG-0304),ROAD 9,ZONE 3,SBJ | SBJ-Z3-R09-PLVC-0304 | VALVE CHAMBER | 4 | AUMA | [5 empty] | 26/9/2024 | 26/1/2025 | 17/2/2025 | 19/6/2025 | 19/10/2025 | 18/2/2026 | 20/6/2026 | 20/10/2026 | 2026-02-18 | 2025-10-19 | PPM-Mech&Plumb | 186
PPM-00931 | In-house PPM | MECHANICAL & PLUMBING | 4 months | 4 | 0 | VALVE CHAMBER | VALVE CHAMBER (IDC/MOV-52),(MB-3-31UG-0305),ROAD 9,ZONE 3,SBJ | SBJ-Z3-R09-PLVC-0305 | VALVE CHAMBER | 4 | AUMA | [5 empty] | 26/9/2024 | 26/1/2025 | 17/2/2025 | 19/6/2025 | 19/10/2025 | 18/2/2026 | 20/6/2026 | 20/10/2026 | 2026-02-18 | 2025-10-19 | PPM-Mech&Plumb | 187
PPM-00932 | In-house PPM | MECHANICAL & PLUMBING | 4 months | 4 | 0 | GATE VALVE | GATE VALVE,(MB-3-31UG-0485),ROAD-9,ZONE-3,SBJ | SBJ-Z3-R09-PLGV-0485 | GATE VALVE | 4 | [6 empty] | 26/9/2024 | 26/1/2025 | 17/2/2025 | 19/6/2025 | 19/10/2025 | 18/2/2026 | 20/6/2026 | 20/10/2026 | 2026-02-18 | 2025-10-19 | PPM-Mech&Plumb | 188
PPM-00933 | In-house PPM | MECHANICAL & PLUMBING | 4 months | 4 | 0 | IRRIGATION AIR RELEASE VALVE | IRRIGATION AIR RELEASE VALVE-12,(MB-3-31UG-0346),ROAD 09,ZONE-3SBJ | SBJ-Z3-R09-PLARV-0346 | IRRIGATION AIR RELEASE VALVE | 4 | [6 empty] | 26/9/2024 | 26/1/2025 | 17/2/2025 | 19/6/2025 | 19/10/2025 | 18/2/2026 | 20/6/2026 | 20/10/2026 | 2026-02-18 | 2025-10-19 | PPM-Mech&Plumb | 189
PPM-00934 | In-house PPM | MECHANICAL & PLUMBING | 4 months | 4 | 0 | PRESSURE REDUCING VALVE | IRRIGATION PRV-03,(MB-3-43GL-0249),ROAD 09,ZONE-3,SBJ | SBJ-Z3-R09-PLPRV-0249 | PRESSURE RELEASE VALVE | 4 | ACMO | M-100 DN-80 |  |  |  |  | 28/9/2024 | 28/1/2025 | 19/2/2025 | 21/6/2025 | 21/10/2025 | 20/2/2026 | 22/6/2026 | 22/10/2026 | 2026-02-20 | 2025-10-21 | PPM-Mech&Plumb | 190
PPM-00935 | In-house PPM | MECHANICAL & PLUMBING | 4 months | 4 | 0 | VALVE CHAMBER | VALVE CHAMBER (IDC/MOV-53),(MB-3-32UG-0306),ROAD 10,ZONE 3,SBJ | SBJ-Z3-R10-PLVC-0306 | VALVE CHAMBER | 4 | AUMA | [5 empty] | 28/9/2024 | 28/1/2025 | 19/2/2025 | 21/6/2025 | 21/10/2025 | 20/2/2026 | 22/6/2026 | 22/10/2026 | 2026-02-20 | 2025-10-21 | PPM-Mech&Plumb | 191
PPM-00936 | In-house PPM | MECHANICAL & PLUMBING | 4 months | 4 | 0 | VALVE CHAMBER | VALVE CHAMBER (IDC/MOV-54),(MB-3-32UG-0307),ROAD 10,ZONE 3,SBJ | SBJ-Z3-R10-PLVC-0307 | VALVE CHAMBER | 4 | AUMA | [5 empty] | 28/9/2024 | 28/1/2025 | 19/2/2025 | 21/6/2025 | 21/10/2025 | 20/2/2026 | 22/6/2026 | 22/10/2026 | 2026-02-20 | 2025-10-21 | PPM-Mech&Plumb | 192
PPM-00937 | In-house PPM | MECHANICAL & PLUMBING | 4 months | 4 | 0 | VALVE CHAMBER | VALVE CHAMBER (IDC/MOV-55),(MB-3-32UG-0308),ROAD 10,ZONE 3,SBJ | SBJ-Z3-R10-PLVC-0308 | VALVE CHAMBER | 4 | AUMA | [5 empty] | 28/9/2024 | 28/1/2025 | 19/2/2025 | 21/6/2025 | 21/10/2025 | 20/2/2026 | 22/6/2026 | 22/10/2026 | 2026-02-20 | 2025-10-21 | PPM-Mech&Plumb | 193
PPM-00938 | In-house PPM | MECHANICAL & PLUMBING | 4 months | 4 | 0 | VALVE CHAMBER | VALVE CHAMBER (IDC/MOV-56),(MB-3-32UG-0309),ROAD 10,ZONE 3,SBJ | SBJ-Z3-R10-PLVC-0309 | VALVE CHAMBER | 4 | AUMA | [5 empty] | 29/9/2024 | 29/1/2025 | 20/2/2025 | 22/6/2025 | 22/10/2025 | 21/2/2026 | 23/6/2026 | 23/10/2026 | 2026-02-21 | 2025-10-22 | PPM-Mech&Plumb | 194
PPM-00939 | In-house PPM | MECHANICAL & PLUMBING | 4 months | 4 | 0 | GATE VALVE | GATE VALVE,(MB-3-32UG-0484),ROAD-10,ZONE-3,SBJ | SBJ-Z3-R10-PLGV-0484 | GATE VALVE | 4 | [6 empty] | 29/9/2024 | 29/1/2025 | 20/2/2025 | 22/6/2025 | 22/10/2025 | 21/2/2026 | 23/6/2026 | 23/10/2026 | 2026-02-21 | 2025-10-22 | PPM-Mech&Plumb | 195
PPM-00940 | In-house PPM | MECHANICAL & PLUMBING | 4 months | 4 | 0 | IRRIGATION AIR RELEASE VALVE | IRRIGATION AIR RELEASE VALVE-13,(MB-3-32UG-0347),ROAD 10,ZONE-3SBJ | SBJ-Z3-R10-PLARV-0347 | IRRIGATION AIR RELEASE VALVE | 4 | [6 empty] | 29/9/2024 | 29/1/2025 | 20/2/2025 | 22/6/2025 | 22/10/2025 | 21/2/2026 | 23/6/2026 | 23/10/2026 | 2026-02-21 | 2025-10-22 | PPM-Mech&Plumb | 196
PPM-00941 | In-house PPM | MECHANICAL & PLUMBING | 4 months | 4 | 0 | VALVE CHAMBER | VALVE CHAMBER (IDC/MOV-57),(MB-3-33UG-0310),ROAD 11,ZONE 3,SBJ | SBJ-Z3-R11-PLVC-0310 | VALVE CHAMBER | 4 | AUMA | [5 empty] | 29/9/2024 | 29/1/2025 | 20/2/2025 | 22/6/2025 | 22/10/2025 | 21/2/2026 | 23/6/2026 | 23/10/2026 | 2026-02-21 | 2025-10-22 | PPM-Mech&Plumb | 197
PPM-00942 | In-house PPM | MECHANICAL & PLUMBING | 4 months | 4 | 0 | VALVE CHAMBER | VALVE CHAMBER (IDC/MOV-58),(MB-3-33UG-0311),ROAD 11,ZONE 3,SBJ | SBJ-Z3-R11-PLVC-0311 | VALVE CHAMBER | 4 | AUMA | [5 empty] | 30/9/2024 | 30/1/2025 | 21/2/2025 | 23/6/2025 | 23/10/2025 | 22/2/2026 | 24/6/2026 | 24/10/2026 | 2026-02-22 | 2025-10-23 | PPM-Mech&Plumb | 198
PPM-00943 | In-house PPM | MECHANICAL & PLUMBING | 4 months | 4 | 0 | VALVE CHAMBER | VALVE CHAMBER (IDC/MOV-59),(MB-3-33UG-0312),ROAD 11,ZONE 3,SBJ | SBJ-Z3-R11-PLVC-0312 | VALVE CHAMBER | 4 | AUMA | [5 empty] | 30/9/2024 | 30/1/2025 | 21/2/2025 | 23/6/2025 | 23/10/2025 | 22/2/2026 | 24/6/2026 | 24/10/2026 | 2026-02-22 | 2025-10-23 | PPM-Mech&Plumb | 199
PPM-00944 | In-house PPM | MECHANICAL & PLUMBING | 4 months | 4 | 0 | VALVE CHAMBER | VALVE CHAMBER (IDC/MOV-60),(MB-3-33UG-0313),ROAD 11,ZONE 3,SBJ | SBJ-Z3-R11-PLVC-0313 | VALVE CHAMBER | 4 | AUMA | [5 empty] | 30/9/2024 | 30/1/2025 | 21/2/2025 | 23/6/2025 | 23/10/2025 | 22/2/2026 | 24/6/2026 | 24/10/2026 | 2026-02-22 | 2025-10-23 | PPM-Mech&Plumb | 200
PPM-00945 | In-house PPM | MECHANICAL & PLUMBING | 4 months | 4 | 0 | VALVE CHAMBER | VALVE CHAMBER (IDC/MOV-61),(MB-3-33UG-0314),ROAD 11,ZONE 3,SBJ | SBJ-Z3-R11-PLVC-0314 | VALVE CHAMBER | 4 | AUMA | [5 empty] | 30/9/2024 | 30/1/2025 | 21/2/2025 | 23/6/2025 | 23/10/2025 | 22/2/2026 | 24/6/2026 | 24/10/2026 | 2026-02-22 | 2025-10-23 | PPM-Mech&Plumb | 201
PPM-00946 | In-house PPM | MECHANICAL & PLUMBING | 4 months | 4 | 0 | VALVE CHAMBER | VALVE CHAMBER (IDC/MOV-62),(MB-3-33UG-0315),ROAD 11,ZONE 3,SBJ | SBJ-Z3-R11-PLVC-0315 | VALVE CHAMBER | 4 | AUMA | [5 empty] | 1/10/2024 | 31/1/2025 | 22/2/2025 | 24/6/2025 | 24/10/2025 | 23/2/2026 | 25/6/2026 | 25/10/2026 | 2026-02-23 | 2025-10-24 | PPM-Mech&Plumb | 202
PPM-00947 | In-house PPM | MECHANICAL & PLUMBING | 4 months | 4 | 0 | VALVE CHAMBER | VALVE CHAMBER (IDC/MOV-63),(MB-3-33UG-0316),ROAD 11,ZONE 3,SBJ | SBJ-Z3-R11-PLVC-0316 | VALVE CHAMBER | 4 | AUMA | [5 empty] | 1/10/2024 | 31/1/2025 | 22/2/2025 | 24/6/2025 | 24/10/2025 | 23/2/2026 | 25/6/2026 | 25/10/2026 | 2026-02-23 | 2025-10-24 | PPM-Mech&Plumb | 203
PPM-00948 | In-house PPM | MECHANICAL & PLUMBING | 4 months | 4 | 0 | VALVE CHAMBER | VALVE CHAMBER (IDC/MOV-64),(MB-3-33UG-0317),ROAD 11,ZONE 3,SBJ | SBJ-Z3-R11-PLVC-0317 | VALVE CHAMBER | 4 | AUMA | [5 empty] | 1/10/2024 | 31/1/2025 | 22/2/2025 | 24/6/2025 | 24/10/2025 | 23/2/2026 | 25/6/2026 | 25/10/2026 | 2026-02-23 | 2025-10-24 | PPM-Mech&Plumb | 204
PPM-00949 | In-house PPM | MECHANICAL & PLUMBING | 4 months | 4 | 0 | GATE VALVE | GATE VALVE,(MB-3-33UG-0483),ROAD-11,ZONE-3,SBJ | SBJ-Z3-R11-PLGV-0483 | GATE VALVE | 4 | [6 empty] | 1/10/2024 | 31/1/2025 | 22/2/2025 | 24/6/2025 | 24/10/2025 | 23/2/2026 | 25/6/2026 | 25/10/2026 | 2026-02-23 | 2025-10-24 | PPM-Mech&Plumb | 205
PPM-00950 | In-house PPM | MECHANICAL & PLUMBING | 4 months | 4 | 0 | IRRIGATION AIR RELEASE VALVE | IRRIGATION AIR RELEASE VALVE-14,(MB-3-33UG-0348),ROAD 11,ZONE-3SBJ | SBJ-Z3-R11-PLARV-0348 | IRRIGATION AIR RELEASE VALVE | 4 | [6 empty] | 2/10/2024 | 1/2/2025 | 23/2/2025 | 25/6/2025 | 25/10/2025 | 24/2/2026 | 26/6/2026 | 26/10/2026 | 2026-02-24 | 2025-10-25 | PPM-Mech&Plumb | 206
PPM-00951 | In-house PPM | MECHANICAL & PLUMBING | 4 months | 4 | 0 | IRRIGATION AIR RELEASE VALVE | IRRIGATION AIR RELEASE VALVE-15,(MB-3-33UG-0349),ROAD 11,ZONE-3SBJ | SBJ-Z3-R11-PLARV-0349 | IRRIGATION AIR RELEASE VALVE | 4 | [6 empty] | 2/10/2024 | 1/2/2025 | 23/2/2025 | 25/6/2025 | 25/10/2025 | 24/2/2026 | 26/6/2026 | 26/10/2026 | 2026-02-24 | 2025-10-25 | PPM-Mech&Plumb | 207
PPM-00952 | In-house PPM | MECHANICAL & PLUMBING | 4 months | 4 | 0 | IRRIGATION AIR RELEASE VALVE | IRRIGATION AIR RELEASE VALVE-16,(MB-3-33UG-0350),ROAD 11,ZONE-3SBJ | SBJ-Z3-R11-PLARV-0350 | IRRIGATION AIR RELEASE VALVE | 4 | [6 empty] | 2/10/2024 | 1/2/2025 | 23/2/2025 | 25/6/2025 | 25/10/2025 | 24/2/2026 | 26/6/2026 | 26/10/2026 | 2026-02-24 | 2025-10-25 | PPM-Mech&Plumb | 208
PPM-00953 | In-house PPM | MECHANICAL & PLUMBING | 4 months | 4 | 0 | VALVE CHAMBER | VALVE CHAMBER (IDC/MOV-26),(MB-3-24UG-0279),ROAD 2A,ZONE 3,SBJ | SBJ-Z3-R2A-PLVC-0279 | VALVE CHAMBER | 4 | AUMA | [5 empty] | 2/10/2024 | 1/2/2025 | 23/2/2025 | 25/6/2025 | 25/10/2025 | 24/2/2026 | 26/6/2026 | 26/10/2026 | 2026-02-24 | 2025-10-25 | PPM-Mech&Plumb | 209
PPM-00954 | In-house PPM | MECHANICAL & PLUMBING | 4 months | 4 | 0 | IRRIGATION AIR RELEASE VALVE | IRRIGATION AIR RELEASE VALVE-05,(MB-3-24UG-0339),ROAD 2A,ZONE-3SBJ | SBJ-Z3-R2A-PLARV-0339 | IRRIGATION AIR RELEASE VALVE | 4 | [6 empty] | 3/10/2024 | 2/2/2025 | 24/2/2025 | 26/6/2025 | 26/10/2025 | 25/2/2026 | 27/6/2026 | 27/10/2026 | 2026-02-25 | 2025-10-26 | PPM-Mech&Plumb | 210
PPM-00955 | In-house PPM | MECHANICAL & PLUMBING | 4 months | 4 | 0 | IRRIGATION PUMP | IRRIGATION PUMP-1,(MB-5-44UG-0239),IRRIGATION PUMP ROOM-03,ZONE 5,SBJ | SBJ-Z5-IP3-IP1 | IRRIGATION PUMP | 4 | LOWARA | 46SV10G0304 T/D |  |  |  |  | 3/10/2024 | 2/2/2025 | 24/2/2025 | 26/6/2025 | 26/10/2025 | 25/2/2026 | 27/6/2026 | 27/10/2026 | 2026-02-25 | 2025-10-26 | PPM-Mech&Plumb | 211
PPM-00956 | In-house PPM | MECHANICAL & PLUMBING | 4 months | 4 | 0 | IRRIGATION PUMP | IRRIGATION PUMP-2,(MB-5-44UG-0240),IRRIGATION PUMP ROOM-03,ZONE 5,SBJ | SBJ-Z5-IP3-IP2 | IRRIGATION PUMP | 4 | LOWARA | 46SV10G0304 T/D |  |  |  |  | 3/10/2024 | 2/2/2025 | 24/2/2025 | 26/6/2025 | 26/10/2025 | 25/2/2026 | 27/6/2026 | 27/10/2026 | 2026-02-25 | 2025-10-26 | PPM-Mech&Plumb | 212
PPM-00957 | In-house PPM | MECHANICAL & PLUMBING | 4 months | 4 | 0 | JOCKEY PUMP | JOCKEY PUMP,(MB-5-44UG-0241),IRRIGATION PUMP ROOM-03,ZONE 5,SBJ | SBJ-Z5-IP3-JKP | JOCKEY PUMP | 4 | LOWARA | [5 empty] | 5/10/2024 | 4/2/2025 | 26/2/2025 | 28/6/2025 | 28/10/2025 | 27/2/2026 | 29/6/2026 | 29/10/2026 | 2026-02-27 | 2025-10-28 | PPM-Mech&Plumb | 213
PPM-00958 | In-house PPM | MECHANICAL & PLUMBING | 4 months | 4 | 0 | SUBMERSIBLE PUMP | SUMP PUMP,(MB-5-44UG-0242),IRRIGATION PUMP ROOM-03,ZONE 5,SBJ | SBJ-Z5-IP3-SMP | SUBMERSIBLE PUMP | 4 | [6 empty] | 5/10/2024 | 4/2/2025 | 26/2/2025 | 28/6/2025 | 28/10/2025 | 27/2/2026 | 29/6/2026 | 29/10/2026 | 2026-02-27 | 2025-10-28 | PPM-Mech&Plumb | 214
PPM-00959 | In-house PPM | MECHANICAL & PLUMBING | 4 months | 4 | 0 | VALVE CHAMBER | VALVE CHAMBER (IDC/MOV-65),(MB-5-34UG-0318),ROAD 12,ZONE 5,SBJ | SBJ-Z5-R12-PLVC-0318 | VALVE CHAMBER | 4 | AUMA | [5 empty] | 5/10/2024 | 4/2/2025 | 26/2/2025 | 28/6/2025 | 28/10/2025 | 27/2/2026 | 29/6/2026 | 29/10/2026 | 2026-02-27 | 2025-10-28 | PPM-Mech&Plumb | 215
PPM-00960 | In-house PPM | MECHANICAL & PLUMBING | 4 months | 4 | 0 | GATE VALVE | GATE VALVE,(MB-5-34UG-0482),ROAD-12,ZONE-5,SBJ | SBJ-Z5-R12-PLGV-0482 | GATE VALVE | 4 | [6 empty] | 5/10/2024 | 4/2/2025 | 26/2/2025 | 28/6/2025 | 28/10/2025 | 27/2/2026 | 29/6/2026 | 29/10/2026 | 2026-02-27 | 2025-10-28 | PPM-Mech&Plumb | 216
PPM-00961 | In-house PPM | MECHANICAL & PLUMBING | 4 months | 4 | 0 | GATE VALVE | GATE VALVE,(MB-5-35GL-0481),ROAD-13,ZONE-5,SBJ | SBJ-Z5-R13-PLGV-0481 | GATE VALVE | 4 | [6 empty] | 6/10/2024 | 5/2/2025 | 27/2/2025 | 29/6/2025 | 29/10/2025 | 28/2/2026 | 30/6/2026 | 30/10/2026 | 2026-02-28 | 2025-10-29 | PPM-Mech&Plumb | 217
PPM-00962 | In-house PPM | MECHANICAL & PLUMBING | 4 months | 4 | 0 | VALVE CHAMBER | VALVE CHAMBER (IDC/MOV-66),(MB-5-36UG-0319),ROAD 14,ZONE 5,SBJ | SBJ-Z5-R14-PLVC-0319 | VALVE CHAMBER | 4 | AUMA | [5 empty] | 6/10/2024 | 5/2/2025 | 27/2/2025 | 29/6/2025 | 29/10/2025 | 28/2/2026 | 30/6/2026 | 30/10/2026 | 2026-02-28 | 2025-10-29 | PPM-Mech&Plumb | 218
PPM-00963 | In-house PPM | MECHANICAL & PLUMBING | 4 months | 4 | 0 | GATE VALVE | GATE VALVE,(MB-5-37GL-0480),ROAD-15,ZONE-5,SBJ | SBJ-Z5-R15-PLGV-0480 | GATE VALVE | 4 | [6 empty] | 6/10/2024 | 5/2/2025 | 27/2/2025 | 29/6/2025 | 29/10/2025 | 28/2/2026 | 30/6/2026 | 30/10/2026 | 2026-02-28 | 2025-10-29 | PPM-Mech&Plumb | 219
PPM-00964 | In-house PPM | MECHANICAL & PLUMBING | 4 months | 4 | 0 | IRRIGATION PUMP | IRRIGATION PUMP-1,(MB-8-45UG-0243),IRRIGATION PUMP ROOM-04,ZONE 8,SBJ | SBJ-Z8-IP4-IP1 | IRRIGATION PUMP | 4 | LOWARA | PLM 4100 B14/330E3 |  |  |  |  | 7/10/2024 | 6/2/2025 | 28/2/2025 | 30/6/2025 | 30/10/2025 | 1/3/2026 | 1/7/2026 | 31/10/2026 | 2026-03-01 | 2025-10-30 | PPM-Mech&Plumb | 220
PPM-00965 | In-house PPM | MECHANICAL & PLUMBING | 4 months | 4 | 0 | IRRIGATION PUMP | IRRIGATION PUMP-2,(MB-8-45UG-0244),IRRIGATION PUMP ROOM-04,ZONE 8,SBJ | SBJ-Z8-IP4-IP2 | IRRIGATION PUMP | 4 | LOWARA | PLM 4100 B14/330E3 |  |  |  |  | 7/10/2024 | 6/2/2025 | 28/2/2025 | 30/6/2025 | 30/10/2025 | 1/3/2026 | 1/7/2026 | 31/10/2026 | 2026-03-01 | 2025-10-30 | PPM-Mech&Plumb | 221
PPM-00966 | In-house PPM | MECHANICAL & PLUMBING | 4 months | 4 | 0 | JOCKEY PUMP | JOCKEY PUMP,(MB-8-45UG-0245),IRRIGATION PUMP ROOM-04,ZONE 8,SBJ | SBJ-Z8-IP4-JKP | JOCKEY PUMP | 4 | LOWARA | 5SV13F022T/D |  |  |  |  | 7/10/2024 | 6/2/2025 | 28/2/2025 | 30/6/2025 | 30/10/2025 | 1/3/2026 | 1/7/2026 | 31/10/2026 | 2026-03-01 | 2025-10-30 | PPM-Mech&Plumb | 222
PPM-00967 | In-house PPM | MECHANICAL & PLUMBING | 4 months | 4 | 0 | SUBMERSIBLE PUMP | SUMP PUMP,(MB-8-45UG-0246),IRRIGATION PUMP ROOM-04,ZONE 8,SBJ | SBJ-Z8-IP4-SMP | SUBMERSIBLE PUMP | 4 | [6 empty] | 7/10/2024 | 6/2/2025 | 28/2/2025 | 30/6/2025 | 30/10/2025 | 1/3/2026 | 1/7/2026 | 31/10/2026 | 2026-03-01 | 2025-10-30 | PPM-Mech&Plumb | 223
PPM-00968 | In-house PPM | MECHANICAL & PLUMBING | 4 months | 4 | 0 | WATER FEATURE | WATER FEATURE 1,MAIN GATE 1,ZONE 1,SBJ | SBJ-Z1-MG1-WF1 | MAIN GATE 1 | 1 | [6 empty] | 8/10/2024 | 7/2/2025 | 1/3/2025 | 1/7/2025 | 31/10/2025 | 2/3/2026 | 2/7/2026 | 1/11/2026 | 2026-03-02 | 2025-10-31 | PPM-Mech&Plumb | 224
PPM-00969 | In-house PPM | MECHANICAL & PLUMBING | 4 months | 4 | 0 | FIRE BOWL-1 | FIRE BOWL-1,MAIN GATE 1,ZONE 1,SBJ | SBJ-Z1-MG1-WFFB1 | MAIN GATE 1 | 1 | [6 empty] | 8/10/2024 | 7/2/2025 | 1/3/2025 | 1/7/2025 | 31/10/2025 | 2/3/2026 | 2/7/2026 | 1/11/2026 | 2026-03-02 | 2025-10-31 | PPM-Mech&Plumb | 225
PPM-00970 | In-house PPM | MECHANICAL & PLUMBING | 4 months | 4 | 0 | BOOSTER PUMP-1 | BOOSTER PUMP-1,MAIN GATE 1,ZONE 1,SBJ | SBJ-Z1-MG1-WFBP1 | MAIN GATE 1 | 1 | [6 empty] | 8/10/2024 | 7/2/2025 | 1/3/2025 | 1/7/2025 | 31/10/2025 | 2/3/2026 | 2/7/2026 | 1/11/2026 | 2026-03-02 | 2025-10-31 | PPM-Mech&Plumb | 226
PPM-00971 | In-house PPM | MECHANICAL & PLUMBING | 4 months | 4 | 0 | SAND FILTER | SAND FILTER 1,MAIN GATE 1,ZONE 1,SBJ | SBJ-Z1-MG1-WFSF1 | MAIN GATE 1 | 1 | [6 empty] | 8/10/2024 | 7/2/2025 | 1/3/2025 | 1/7/2025 | 31/10/2025 | 2/3/2026 | 2/7/2026 | 1/11/2026 | 2026-03-02 | 2025-10-31 | PPM-Mech&Plumb | 227
PPM-00972 | In-house PPM | MECHANICAL & PLUMBING | 4 months | 4 | 0 | WATER FEATURE | WATER FEATURE 2,MAIN GATE 1,ZONE 1,SBJ | SBJ-Z1-MG1-WF2 | MAIN GATE 1 | 1 | [6 empty] | 9/10/2024 | 8/2/2025 | 2/3/2025 | 2/7/2025 | 1/11/2025 | 3/3/2026 | 3/7/2026 | 2/11/2026 | 2026-03-03 | 2025-11-01 | PPM-Mech&Plumb | 228
PPM-00973 | In-house PPM | MECHANICAL & PLUMBING | 4 months | 4 | 0 | FIRE BOWL-2 | FIRE BOWL-2,MAIN GATE 1,ZONE 1,SBJ | SBJ-Z1-MG1-WFFB2 | MAIN GATE 1 | 1 | [6 empty] | 9/10/2024 | 8/2/2025 | 2/3/2025 | 2/7/2025 | 1/11/2025 | 3/3/2026 | 3/7/2026 | 2/11/2026 | 2026-03-03 | 2025-11-01 | PPM-Mech&Plumb | 229
PPM-00974 | In-house PPM | MECHANICAL & PLUMBING | 4 months | 4 | 0 | BOOSTER PUMP-2 | BOOSTER PUMP-2,MAIN GATE 1,ZONE 1,SBJ | SBJ-Z1-MG1-WFBP2 | MAIN GATE 1 | 1 | [6 empty] | 9/10/2024 | 8/2/2025 | 2/3/2025 | 2/7/2025 | 1/11/2025 | 3/3/2026 | 3/7/2026 | 2/11/2026 | 2026-03-03 | 2025-11-01 | PPM-Mech&Plumb | 230
PPM-00975 | In-house PPM | MECHANICAL & PLUMBING | 4 months | 4 | 0 | SANITARY FITTINGS & FIXTURES | SANITARY FITTINGS & FIXTURES,MB-Z1-SECGF-PLMSF-2786,SECURITY / CCTV BUILDING,ZONE 1,SBJ | SBJ-Z1-SCB-PLMSF-2786 | SCB | 1 | [6 empty] | 9/10/2024 | 8/2/2025 | 2/3/2025 | 2/7/2025 | 1/11/2025 | 3/3/2026 | 3/7/2026 | 2/11/2026 | 2026-03-03 | 2025-11-01 | PPM-Mech&Plumb | 231
PPM-00976 | In-house PPM | MECHANICAL & PLUMBING | 4 months | 4 | 0 | WATER HEATER | WATER HEATERS,SECURITY / CCTV BUILDING,ZONE 1,SBJ | SBJ-Z1-SCB-PLMWH-2797 | SCB | 1 | [6 empty] | 10/10/2024 | 9/2/2025 | 3/3/2025 | 3/7/2025 | 2/11/2025 | 4/3/2026 | 4/7/2026 | 3/11/2026 | 2026-03-04 | 2025-11-02 | PPM-Mech&Plumb | 232
PPM-00977 | In-house PPM | MECHANICAL & PLUMBING | 4 months | 4 | 0 | COLD WATER BOOSTER PUMP | COLD WATER BOOSTER PUMP,SECURITY / CCTV BUILDING,ZONE 1,SBJ | SBJ-Z1-SCB-CP1 | SCB | 2 | [6 empty] | 10/10/2024 | 9/2/2025 | 3/3/2025 | 3/7/2025 | 2/11/2025 | 4/3/2026 | 4/7/2026 | 3/11/2026 | 2026-03-04 | 2025-11-02 | PPM-Mech&Plumb | 233
PPM-00978 | In-house PPM | MECHANICAL & PLUMBING | 4 months | 4 | 0 | SANITARY FITTINGS & FIXTURES | SANITARY FITTINGS & FIXTURES,MB-Z1-ROPGF-PLMSF-2784,ROP BUILDING,ZONE 1(ANCILLIARY BUILDING),SBJ | SBJ-Z1-ROP-PLMSF-2784 | ROP | 1 | [6 empty] | 10/10/2024 | 9/2/2025 | 3/3/2025 | 3/7/2025 | 2/11/2025 | 4/3/2026 | 4/7/2026 | 3/11/2026 | 2026-03-04 | 2025-11-02 | PPM-Mech&Plumb | 234
PPM-00979 | In-house PPM | MECHANICAL & PLUMBING | 4 months | 4 | 0 | WATER HEATER | WATER HEATERS,MB-Z1-ROPGF-PLMWH-2795,ROP BUILDING,ZONE 1(ANCILLIARY BUILDING),SBJ | SBJ-Z1-ROP-PLMWH-2795 | ROP | 1 | [6 empty] | 10/10/2024 | 9/2/2025 | 3/3/2025 | 3/7/2025 | 2/11/2025 | 4/3/2026 | 4/7/2026 | 3/11/2026 | 2026-03-04 | 2025-11-02 | PPM-Mech&Plumb | 235
PPM-00980 | In-house PPM | MECHANICAL & PLUMBING | 4 months | 4 | 0 | COLD WATER BOOSTER PUMP | COLD WATER BOOSTER PUMP-1,NURSERY BUILDING,ZONE 1,SBJ | SBJ-Z1-NUB-CP1 | NURSSERY BUILDING | 1 | KSB | ETB 040-025-160 |  |  |  |  | 12/10/2024 | 11/2/2025 | 5/3/2025 | 5/7/2025 | 4/11/2025 | 6/3/2026 | 6/7/2026 | 5/11/2026 | 2026-03-06 | 2025-11-04 | PPM-Mech&Plumb | 236
PPM-00981 | In-house PPM | MECHANICAL & PLUMBING | 4 months | 4 | 0 | COLD WATER BOOSTER PUMP | COLD WATER BOOSTER PUMP-2,NURSERY BUILDING,ZONE 1,SBJ | SBJ-Z1-NUB-CP2 | NURSSERY BUILDING | 1 | KSB | ETB 040-025-160 |  |  |  |  | 12/10/2024 | 11/2/2025 | 5/3/2025 | 5/7/2025 | 4/11/2025 | 6/3/2026 | 6/7/2026 | 5/11/2026 | 2026-03-06 | 2025-11-04 | PPM-Mech&Plumb | 237
PPM-00982 | In-house PPM | MECHANICAL & PLUMBING | 4 months | 4 | 0 | IRRIGATION PUMP | IRRIGATION PUMP-1(MB-1-11GF-0360),FIRE PUMP ROOM,ZONE 1,SBJ | SBJ-Z1-FPR-IP1 | FIRE PUMP ROOM | 1 | LOWARA | 10SV08F030T/D |  |  |  |  | 12/10/2024 | 11/2/2025 | 5/3/2025 | 5/7/2025 | 4/11/2025 | 6/3/2026 | 6/7/2026 | 5/11/2026 | 2026-03-06 | 2025-11-04 | PPM-Mech&Plumb | 238
PPM-00983 | In-house PPM | MECHANICAL & PLUMBING | 4 months | 4 | 0 | IRRIGATION PUMP | IRRIGATION PUMP-2(MB-1-11GF-0361),FIRE PUMP ROOM,ZONE 1,SBJ | SBJ-Z1-FPR-IP2 | FIRE PUMP ROOM | 0 | LOWARA | 10SV08F030T/D |  |  |  |  | 12/10/2024 | 11/2/2025 | 5/3/2025 | 5/7/2025 | 4/11/2025 | 6/3/2026 | 6/7/2026 | 5/11/2026 | 2026-03-06 | 2025-11-04 | PPM-Mech&Plumb | 239
PPM-00984 | In-house PPM | MECHANICAL & PLUMBING | 4 months | 4 | 0 | SANITARY FITTINGS & FIXTURES | SANITARY FITTINGS & FIXTURES,FM BUILDING,ZONE 1,SBJ | SBJ-Z1-FM-SFF | FM BUILDING | 4 | [6 empty] | 13/10/2024 | 12/2/2025 | 6/3/2025 | 6/7/2025 | 5/11/2025 | 7/3/2026 | 7/7/2026 | 6/11/2026 | 2026-03-07 | 2025-11-05 | PPM-Mech&Plumb | 240
PPM-00985 | In-house PPM | MECHANICAL & PLUMBING | 4 months | 4 | 0 | WATER HEATER | WATER HEATER,FM BUILDING,ZONE 1,SBJ | SBJ-Z1-FM-WHT | FM BUILDING | 2 | [6 empty] | 13/10/2024 | 12/2/2025 | 6/3/2025 | 6/7/2025 | 5/11/2025 | 7/3/2026 | 7/7/2026 | 6/11/2026 | 2026-03-07 | 2025-11-05 | PPM-Mech&Plumb | 241
PPM-00986 | In-house PPM | MECHANICAL & PLUMBING | 4 months | 4 | 0 | COLD WATER BOOSTER PUMP | COLD WATER BOOSTER PUMP(MB-1-1RF-0366),ROOFTOP,FM BUILDING,ZONE 1,SBJ | SBJ-Z1-FM-CP1 | FM BUILDING | 1 | KSB | ETB 050-032-160 |  |  |  |  | 13/10/2024 | 12/2/2025 | 6/3/2025 | 6/7/2025 | 5/11/2025 | 7/3/2026 | 7/7/2026 | 6/11/2026 | 2026-03-07 | 2025-11-05 | PPM-Mech&Plumb | 242
PPM-00987 | In-house PPM | MECHANICAL & PLUMBING | 4 months | 4 | 0 | COLD WATER BOOSTER PUMP | COLD WATER BOOSTER PUMP(MB-1-1RF-0367),ROOFTOP,FM BUILDING,ZONE 1,SBJ | SBJ-Z1-FM-CP2 | FM BUILDING | 0 | KSB | ETB 050-032-160 |  |  |  |  | 13/10/2024 | 12/2/2025 | 6/3/2025 | 6/7/2025 | 5/11/2025 | 7/3/2026 | 7/7/2026 | 6/11/2026 | 2026-03-07 | 2025-11-05 | PPM-Mech&Plumb | 243
PPM-00988 | In-house PPM | MECHANICAL & PLUMBING | 4 months | 4 | 0 | HOT WATER CIRCULATION PUMP | HOT WATER CIRCULATION PUMP(MB-Z1-MBRF-PLPU-14368),ROOFTOP,FM BUILDING,ZONE 1,SBJ | SBJ-Z1-FM-HW1 | FM BUILDING | 1 | KSB | RIO 40-150D |  |  |  |  | 14/10/2024 | 13/2/2025 | 7/3/2025 | 7/7/2025 | 6/11/2025 | 8/3/2026 | 8/7/2026 | 7/11/2026 | 2026-03-08 | 2025-11-06 | PPM-Mech&Plumb | 244
PPM-00989 | In-house PPM | MECHANICAL & PLUMBING | 4 months | 4 | 0 | HOT WATER CIRCULATION PUMP | HOT WATER CIRCULATION PUMP(MB-Z1-MBRF-PLPU-14369),ROOFTOP,FM BUILDING,ZONE 1,SBJ | SBJ-Z1-FM-HW2 | FM BUILDING | 1 | KSB | RIO 40-150D |  |  |  |  | 14/10/2024 | 13/2/2025 | 7/3/2025 | 7/7/2025 | 6/11/2025 | 8/3/2026 | 8/7/2026 | 7/11/2026 | 2026-03-08 | 2025-11-06 | PPM-Mech&Plumb | 245
PPM-00990 | In-house PPM | MECHANICAL & PLUMBING | 4 months | 4 | 0 | VALVE CHAMBER | VALVE CHAMBER (IDC/MOV-78),FM BUILDING(CA),ZONE 1,SBJ | SBJ-Z1-FM-CA-IDC-MOV-78 | FM BUILDING | 1 | AUMA | [5 empty] | 14/10/2024 | 13/2/2025 | 7/3/2025 | 7/7/2025 | 6/11/2025 | 8/3/2026 | 8/7/2026 | 7/11/2026 | 2026-03-08 | 2025-11-06 | PPM-Mech&Plumb | 246
PPM-00991 | In-house PPM | MECHANICAL & PLUMBING | 4 months | 4 | 0 | MAKE-UP PUMP | MAKEUP PUMP-1(MB-Z1-FMBRF-HVPU-14104),ROOFTOP,FM BUILDING,ZONE 1,SBJ | SBJ-Z1-FM-RT-MKP1 | FM BUILDING | 1 | [6 empty] | 14/10/2024 | 13/2/2025 | 7/3/2025 | 7/7/2025 | 6/11/2025 | 8/3/2026 | 8/7/2026 | 7/11/2026 | 2026-03-08 | 2025-11-06 | PPM-Mech&Plumb | 247
PPM-00992 | In-house PPM | MECHANICAL & PLUMBING | 4 months | 4 | 0 | MAKE-UP PUMP | MAKEUP PUMP-2(MB-Z1-FMBRF-HVPU-14105),ROOFTOP,FM BUILDING,ZONE 1,SBJ | SBJ-Z1-FM-RT-MKP2 | FM BUILDING | 1 | [6 empty] | 15/10/2024 | 14/2/2025 | 8/3/2025 | 8/7/2025 | 7/11/2025 | 9/3/2026 | 9/7/2026 | 8/11/2026 | 2026-03-09 | 2025-11-07 | PPM-Mech&Plumb | 248
PPM-00993 | In-house PPM | MECHANICAL & PLUMBING | 4 months | 4 | 0 | HWR PUMP | HWR SUPPLY PUMP,ROOF,ACCOMMODATION BLOCK (B-1),ZONE-1,SBJ | SBJ-Z1-B1-RF-PPHWR | BI BUILDING | 2 | [6 empty] | 15/10/2024 | 14/2/2025 | 8/3/2025 | 8/7/2025 | 7/11/2025 | 9/3/2026 | 9/7/2026 | 8/11/2026 | 2026-03-09 | 2025-11-07 | PPM-Mech&Plumb | 249
PPM-00994 | In-house PPM | MECHANICAL & PLUMBING | 4 months | 4 | 0 | DOSING PUMP | DOSING PUMP,ROOF,ACCOMMODATION BLOCK (B-1),ZONE-1,SBJ | SBJ-Z1-B1-RF-DSP | BI BUILDING | 1 | [6 empty] | 15/10/2024 | 14/2/2025 | 8/3/2025 | 8/7/2025 | 7/11/2025 | 9/3/2026 | 9/7/2026 | 8/11/2026 | 2026-03-09 | 2025-11-07 | PPM-Mech&Plumb | 250
PPM-00995 | In-house PPM | MECHANICAL & PLUMBING | 4 months | 4 | 0 | MAKE-UP PUMP | MAKE UP WATER PUMP,ROOF,ACCOMMODATION BLOCK (B-1),ZONE-1,SBJ | SBJ-Z1-B1-RF-PPMUP | BI BUILDING | 1 | [6 empty] | 15/10/2024 | 14/2/2025 | 8/3/2025 | 8/7/2025 | 7/11/2025 | 9/3/2026 | 9/7/2026 | 8/11/2026 | 2026-03-09 | 2025-11-07 | PPM-Mech&Plumb | 251
PPM-00996 | In-house PPM | MECHANICAL & PLUMBING | 4 months | 4 | 0 | HWR PUMP | HWR SUPPLY PUMP,ROOF,ACCOMMODATION BLOCK (B-2),ZONE-1,SBJ | SBJ-Z1-B2-RF-PPHWR | B2 BUILDING | 2 | [6 empty] | 16/10/2024 | 15/2/2025 | 9/3/2025 | 9/7/2025 | 8/11/2025 | 10/3/2026 | 10/7/2026 | 9/11/2026 | 2026-03-10 | 2025-11-08 | PPM-Mech&Plumb | 252
PPM-00997 | In-house PPM | MECHANICAL & PLUMBING | 4 months | 4 | 0 | DOSING PUMP | DOSING PUMP,ROOF,ACCOMMODATION BLOCK (B-2),ZONE-1,SBJ | SBJ-Z1-B2-RF-DSP | B2 BUILDING | 1 | [6 empty] | 16/10/2024 | 15/2/2025 | 9/3/2025 | 9/7/2025 | 8/11/2025 | 10/3/2026 | 10/7/2026 | 9/11/2026 | 2026-03-10 | 2025-11-08 | PPM-Mech&Plumb | 253
PPM-00998 | In-house PPM | MECHANICAL & PLUMBING | 4 months | 4 | 0 | MAKE-UP PUMP | MAKE UP WATER PUMP,ROOF,ACCOMMODATION BLOCK (B-2),ZONE-1,SBJ | SBJ-Z1-B2-RF-PPMUP | B2 BUILDING | 2 | [6 empty] | 16/10/2024 | 15/2/2025 | 9/3/2025 | 9/7/2025 | 8/11/2025 | 10/3/2026 | 10/7/2026 | 9/11/2026 | 2026-03-10 | 2025-11-08 | PPM-Mech&Plumb | 254
PPM-00999 | In-house PPM | MECHANICAL & PLUMBING | 4 months | 4 | 0 | HWR PUMP | HWR SUPPLY PUMP,ROOF,ACCOMMODATION BLOCK (B-3),ZONE-1,SBJ | SBJ-Z1-B3-RF-PPHWR | B3 BUILDING | 2 | [6 empty] | 16/10/2024 | 15/2/2025 | 9/3/2025 | 9/7/2025 | 8/11/2025 | 10/3/2026 | 10/7/2026 | 9/11/2026 | 2026-03-10 | 2025-11-08 | PPM-Mech&Plumb | 255
PPM-01000 | In-house PPM | MECHANICAL & PLUMBING | 4 months | 4 | 0 | DOSING PUMP | DOSING PUMP,ROOF,ACCOMMODATION BLOCK (B-3),ZONE-1,SBJ | SBJ-Z1-B3-RF-DSP | B3 BUILDING | 1 | [6 empty] | 17/10/2024 | 16/2/2025 | 10/3/2025 | 10/7/2025 | 9/11/2025 | 11/3/2026 | 11/7/2026 | 10/11/2026 | 2026-03-11 | 2025-11-09 | PPM-Mech&Plumb | 256
PPM-01001 | In-house PPM | MECHANICAL & PLUMBING | 4 months | 4 | 0 | MAKE-UP PUMP | MAKE UP WATER PUMP,ROOF,ACCOMMODATION BLOCK (B-3),ZONE-1,SBJ | SBJ-Z1-B3-RF-PPMUP | B3 BUILDING | 1 | [6 empty] | 17/10/2024 | 16/2/2025 | 10/3/2025 | 10/7/2025 | 9/11/2025 | 11/3/2026 | 11/7/2026 | 10/11/2026 | 2026-03-11 | 2025-11-09 | PPM-Mech&Plumb | 257
PPM-01002 | In-house PPM | MECHANICAL & PLUMBING | 4 months | 4 | 0 | SANITARY FITTINGS & FIXTURES | SANITARY FITTINGS & FIXTURES,ACCOMMODATION BLOCK (B-4),ZONE-1,SBJ | SBJ-Z1-B4-SFF | B4 BUILDING | 1 | [6 empty] | 17/10/2024 | 16/2/2025 | 10/3/2025 | 10/7/2025 | 9/11/2025 | 11/3/2026 | 11/7/2026 | 10/11/2026 | 2026-03-11 | 2025-11-09 | PPM-Mech&Plumb | 258
PPM-01003 | In-house PPM | MECHANICAL & PLUMBING | 4 months | 4 | 0 | HWR PUMP | HWR SUPPLY PUMP,ROOF,ACCOMMODATION BLOCK (B-4),ZONE-1,SBJ | SBJ-Z1-B4-RF-PPHWR | B4 BUILDING | 2 | [6 empty] | 17/10/2024 | 16/2/2025 | 10/3/2025 | 10/7/2025 | 9/11/2025 | 11/3/2026 | 11/7/2026 | 10/11/2026 | 2026-03-11 | 2025-11-09 | PPM-Mech&Plumb | 259
PPM-01004 | In-house PPM | MECHANICAL & PLUMBING | 4 months | 4 | 0 | DOSING PUMP | DOSING PUMP,ROOF,ACCOMMODATION BLOCK (B-4),ZONE-1,SBJ | SBJ-Z1-B4-RF-DSP | B4 BUILDING | 1 | [6 empty] | 19/10/2024 | 18/2/2025 | 12/3/2025 | 12/7/2025 | 11/11/2025 | 13/3/2026 | 13/7/2026 | 12/11/2026 | 2026-03-13 | 2025-11-11 | PPM-Mech&Plumb | 260
PPM-01005 | In-house PPM | MECHANICAL & PLUMBING | 4 months | 4 | 0 | MAKE-UP PUMP | MAKE UP WATER PUMP,ROOF,ACCOMMODATION BLOCK (B-4),ZONE-1,SBJ | SBJ-Z1-B4-RF-PPMUP | B4 BUILDING | 1 | [6 empty] | 19/10/2024 | 18/2/2025 | 12/3/2025 | 12/7/2025 | 11/11/2025 | 13/3/2026 | 13/7/2026 | 12/11/2026 | 2026-03-13 | 2025-11-11 | PPM-Mech&Plumb | 261
PPM-01006 | In-house PPM | MECHANICAL & PLUMBING | 4 months | 4 | 0 | BOOSTER PUMP | BOOSTER PUMP-1,ROOF,ACCOMMODATION BLOCK (B-4),ZONE-1,SBJ | SBJ-Z1-B4-RF-CPBP1 | B4 BUILDING | 1 | [6 empty] | 19/10/2024 | 18/2/2025 | 12/3/2025 | 12/7/2025 | 11/11/2025 | 13/3/2026 | 13/7/2026 | 12/11/2026 | 2026-03-13 | 2025-11-11 | PPM-Mech&Plumb | 262
PPM-01007 | In-house PPM | MECHANICAL & PLUMBING | 4 months | 4 | 0 | BOOSTER PUMP | BOOSTER PUMP-2,ROOF,ACCOMMODATION BLOCK (B-4),ZONE-1,SBJ | SBJ-Z1-B4-RF-CPBP2 | B4 BUILDING | 1 | [6 empty] | 19/10/2024 | 18/2/2025 | 12/3/2025 | 12/7/2025 | 11/11/2025 | 13/3/2026 | 13/7/2026 | 12/11/2026 | 2026-03-13 | 2025-11-11 | PPM-Mech&Plumb | 263
PPM-01008 | In-house PPM | MECHANICAL & PLUMBING | 4 months | 4 | 0 | SANITARY FITTINGS & FIXTURES | SANITARY FITTINGS & FIXTURES,ACCOMMODATION BLOCK (B-5),ZONE-1,SBJ | SBJ-Z1-B5-SFF | B5 BUILDING | 1 | [6 empty] | 20/10/2024 | 19/2/2025 | 13/3/2025 | 13/7/2025 | 12/11/2025 | 14/3/2026 | 14/7/2026 | 13/11/2026 | 2026-03-14 | 2025-11-12 | PPM-Mech&Plumb | 264
PPM-01009 | In-house PPM | MECHANICAL & PLUMBING | 4 months | 4 | 0 | HWR PUMP | HWR SUPPLY PUMP,ROOF,ACCOMMODATION BLOCK (B-5),ZONE-1,SBJ | SBJ-Z1-B5-RF-PPHWR | B5 BUILDING | 2 | [6 empty] | 20/10/2024 | 19/2/2025 | 13/3/2025 | 13/7/2025 | 12/11/2025 | 14/3/2026 | 14/7/2026 | 13/11/2026 | 2026-03-14 | 2025-11-12 | PPM-Mech&Plumb | 265
PPM-01010 | In-house PPM | MECHANICAL & PLUMBING | 4 months | 4 | 0 | DOSING PUMP | DOSING PUMP,ROOF,ACCOMMODATION BLOCK (B-5),ZONE-1,SBJ | SBJ-Z1-B5-RF-DSP | B5 BUILDING | 1 | [6 empty] | 20/10/2024 | 19/2/2025 | 13/3/2025 | 13/7/2025 | 12/11/2025 | 14/3/2026 | 14/7/2026 | 13/11/2026 | 2026-03-14 | 2025-11-12 | PPM-Mech&Plumb | 266
PPM-01011 | In-house PPM | MECHANICAL & PLUMBING | 4 months | 4 | 0 | MAKE-UP PUMP | MAKE UP WATER PUMP,ROOF,ACCOMMODATION BLOCK (B-5),ZONE-1,SBJ | SBJ-Z1-B5-RF-PPMUP | B5 BUILDING | 2 | [6 empty] | 20/10/2024 | 19/2/2025 | 13/3/2025 | 13/7/2025 | 12/11/2025 | 14/3/2026 | 14/7/2026 | 13/11/2026 | 2026-03-14 | 2025-11-12 | PPM-Mech&Plumb | 267
PPM-01012 | In-house PPM | MECHANICAL & PLUMBING | 4 months | 4 | 0 | BOOSTER PUMP | BOOSTER PUMP-1,ROOF,ACCOMMODATION BLOCK (B-5),ZONE-1,SBJ | SBJ-Z1-B5-RF-CPBP1 | B5 BUILDING | 1 | [6 empty] | 21/10/2024 | 20/2/2025 | 14/3/2025 | 14/7/2025 | 13/11/2025 | 15/3/2026 | 15/7/2026 | 14/11/2026 | 2026-03-15 | 2025-11-13 | PPM-Mech&Plumb | 268
PPM-01013 | In-house PPM | MECHANICAL & PLUMBING | 4 months | 4 | 0 | BOOSTER PUMP | BOOSTER PUMP-2,ROOF,ACCOMMODATION BLOCK (B-5),ZONE-1,SBJ | SBJ-Z1-B5-RF-CPBP2 | B5 BUILDING | 1 | [6 empty] | 21/10/2024 | 20/2/2025 | 14/3/2025 | 14/7/2025 | 13/11/2025 | 15/3/2026 | 15/7/2026 | 14/11/2026 | 2026-03-15 | 2025-11-13 | PPM-Mech&Plumb | 269
PPM-01014 | In-house PPM | MECHANICAL & PLUMBING | 4 months | 4 | 0 | SANITARY FITTINGS & FIXTURES | SANITARY FITTINGS & FIXTURES,ACCOMMODATION BLOCK (B-6),ZONE-1,SBJ | SBJ-Z1-B6-SFF | B6 BUILDING | 1 | [6 empty] | 21/10/2024 | 20/2/2025 | 14/3/2025 | 14/7/2025 | 13/11/2025 | 15/3/2026 | 15/7/2026 | 14/11/2026 | 2026-03-15 | 2025-11-13 | PPM-Mech&Plumb | 270
PPM-01015 | In-house PPM | MECHANICAL & PLUMBING | 4 months | 4 | 0 | HWR PUMP | HWR SUPPLY PUMP,ROOF,ACCOMMODATION BLOCK (B-6),ZONE-1,SBJ | SBJ-Z1-B6-RF-PPHWR | B6 BUILDING | 2 | [6 empty] | 21/10/2024 | 20/2/2025 | 14/3/2025 | 14/7/2025 | 13/11/2025 | 15/3/2026 | 15/7/2026 | 14/11/2026 | 2026-03-15 | 2025-11-13 | PPM-Mech&Plumb | 271
PPM-01016 | In-house PPM | MECHANICAL & PLUMBING | 4 months | 4 | 0 | DOSING PUMP | DOSING PUMP,ROOF,ACCOMMODATION BLOCK (B-6),ZONE-1,SBJ | SBJ-Z1-B6-RF-DSP | B6 BUILDING | 1 | [6 empty] | 22/10/2024 | 21/2/2025 | 15/3/2025 | 15/7/2025 | 14/11/2025 | 16/3/2026 | 16/7/2026 | 15/11/2026 | 2026-03-16 | 2025-11-14 | PPM-Mech&Plumb | 272
PPM-01017 | In-house PPM | MECHANICAL & PLUMBING | 4 months | 4 | 0 | MAKE-UP PUMP | MAKE UP WATER PUMP,ROOF,ACCOMMODATION BLOCK (B-6),ZONE-1,SBJ | SBJ-Z1-B6-RF-PPMUP | B6 BUILDING | 2 | [6 empty] | 22/10/2024 | 21/2/2025 | 15/3/2025 | 15/7/2025 | 14/11/2025 | 16/3/2026 | 16/7/2026 | 15/11/2026 | 2026-03-16 | 2025-11-14 | PPM-Mech&Plumb | 273
PPM-01018 | In-house PPM | MECHANICAL & PLUMBING | 4 months | 4 | 0 | BOOSTER PUMP | BOOSTER PUMP-1,ROOF,ACCOMMODATION BLOCK (B-6),ZONE-1,SBJ | SBJ-Z1-B6-RF-CPBP1 | B6 BUILDING | 1 | [6 empty] | 22/10/2024 | 21/2/2025 | 15/3/2025 | 15/7/2025 | 14/11/2025 | 16/3/2026 | 16/7/2026 | 15/11/2026 | 2026-03-16 | 2025-11-14 | PPM-Mech&Plumb | 274
PPM-01019 | In-house PPM | MECHANICAL & PLUMBING | 4 months | 4 | 0 | BOOSTER PUMP | BOOSTER PUMP-2,ROOF,ACCOMMODATION BLOCK (B-6),ZONE-1,SBJ | SBJ-Z1-B6-RF-CPBP2 | B6 BUILDING | 1 | [6 empty] | 22/10/2024 | 21/2/2025 | 15/3/2025 | 15/7/2025 | 14/11/2025 | 16/3/2026 | 16/7/2026 | 15/11/2026 | 2026-03-16 | 2025-11-14 | PPM-Mech&Plumb | 275
PPM-01020 | In-house PPM | MECHANICAL & PLUMBING | 4 months | 4 | 0 | HWR PUMP | HWR SUPPLY PUMP,ROOF,ACCOMMODATION BLOCK (B-7),ZONE-1,SBJ | SBJ-Z1-B7-RF-PPHWR | B7 BUILDING | 2 | [6 empty] | 23/10/2024 | 22/2/2025 | 16/3/2025 | 16/7/2025 | 15/11/2025 | 17/3/2026 | 17/7/2026 | 16/11/2026 | 2026-03-17 | 2025-11-15 | PPM-Mech&Plumb | 276
PPM-01021 | In-house PPM | MECHANICAL & PLUMBING | 4 months | 4 | 0 | DOSING PUMP | DOSING PUMP,ROOF,ACCOMMODATION BLOCK (B-7),ZONE-1,SBJ | SBJ-Z1-B7-RF-DSP | B7 BUILDING | 1 | [6 empty] | 23/10/2024 | 22/2/2025 | 16/3/2025 | 16/7/2025 | 15/11/2025 | 17/3/2026 | 17/7/2026 | 16/11/2026 | 2026-03-17 | 2025-11-15 | PPM-Mech&Plumb | 277
PPM-01022 | In-house PPM | MECHANICAL & PLUMBING | 4 months | 4 | 0 | MAKE-UP PUMP | MAKE UP WATER PUMP,ROOF,ACCOMMODATION BLOCK (B-7),ZONE-1,SBJ | SBJ-Z1-B7-RF-PPMUP | B7 BUILDING | 2 | [6 empty] | 23/10/2024 | 22/2/2025 | 16/3/2025 | 16/7/2025 | 15/11/2025 | 17/3/2026 | 17/7/2026 | 16/11/2026 | 2026-03-17 | 2025-11-15 | PPM-Mech&Plumb | 278
PPM-01023 | In-house PPM | MECHANICAL & PLUMBING | 4 months | 4 | 0 | HWR PUMP | HWR SUPPLY PUMP,ROOF,ACCOMMODATION BLOCK (B-8),ZONE-1,SBJ | SBJ-Z1-B8-RF-PPHWR | B8 BUILDING | 2 | [6 empty] | 23/10/2024 | 22/2/2025 | 16/3/2025 | 16/7/2025 | 15/11/2025 | 17/3/2026 | 17/7/2026 | 16/11/2026 | 2026-03-17 | 2025-11-15 | PPM-Mech&Plumb | 279
PPM-01024 | In-house PPM | MECHANICAL & PLUMBING | 4 months | 4 | 0 | DOSING PUMP | DOSING PUMP,ROOF,ACCOMMODATION BLOCK (B-8),ZONE-1,SBJ | SBJ-Z1-B8-RF-DSP | B8 BUILDING | 1 | [6 empty] | 24/10/2024 | 23/2/2025 | 17/3/2025 | 17/7/2025 | 16/11/2025 | 18/3/2026 | 18/7/2026 | 17/11/2026 | 2026-03-18 | 2025-11-16 | PPM-Mech&Plumb | 280
PPM-01025 | In-house PPM | MECHANICAL & PLUMBING | 4 months | 4 | 0 | MAKE-UP PUMP | MAKE UP WATER PUMP,ROOF,ACCOMMODATION BLOCK (B-8),ZONE-1,SBJ | SBJ-Z1-B8-RF-PPMUP | B8 BUILDING | 2 | [6 empty] | 24/10/2024 | 23/2/2025 | 17/3/2025 | 17/7/2025 | 16/11/2025 | 18/3/2026 | 18/7/2026 | 17/11/2026 | 2026-03-18 | 2025-11-16 | PPM-Mech&Plumb | 281
PPM-01026 | In-house PPM | MECHANICAL & PLUMBING | 4 months | 4 | 0 | SANITARY FITTINGS & FIXTURES | SANITARY FITTINGS & FIXTURES,EXPERIENCE / SALES CENTRE, ZONE 2,SBJ | SBJ-Z2-ESC-SFF | EXPERIENCE / SALES CENTER | 1 |  |  | Working |  |  |  | 24/10/2024 | 23/2/2025 | 17/3/2025 | 17/7/2025 | 16/11/2025 | 18/3/2026 | 18/7/2026 | 17/11/2026 | 2026-03-18 | 2025-11-16 | PPM-Mech&Plumb | 282
PPM-01027 | In-house PPM | MECHANICAL & PLUMBING | 4 months | 4 | 0 | WATER HEATER | WATER HEATER(),EXPERIENCE / SALES CENTRE, ZONE 2,SBJ | SBJ-Z2-ESC-WHT | EXPERIENCE / SALES CENTER | 2 |  |  | Working |  |  |  | 24/10/2024 | 23/2/2025 | 17/3/2025 | 17/7/2025 | 16/11/2025 | 18/3/2026 | 18/7/2026 | 17/11/2026 | 2026-03-18 | 2025-11-16 | PPM-Mech&Plumb | 283
PPM-01028 | In-house PPM | MECHANICAL & PLUMBING | 4 months | 4 | 0 | COLD WATER BOOSTER PUMP | COLD WATER BOOSTER PUMP(),EXPERIENCE / SALES CENTRE, ZONE 2,SBJ | SBJ-Z2-ESC-CP1 | EXPERIENCE / SALES CENTER | 1 |  |  | Working |  |  |  | 26/10/2024 | 25/2/2025 | 19/3/2025 | 19/7/2025 | 18/11/2025 | 20/3/2026 | 20/7/2026 | 19/11/2026 | 2026-03-20 | 2025-11-18 | PPM-Mech&Plumb | 284
PPM-01029 | In-house PPM | MECHANICAL & PLUMBING | 4 months | 4 | 0 | COLD WATER BOOSTER PUMP | COLD WATER BOOSTER PUMP(),EXPERIENCE / SALES CENTRE, ZONE 2,SBJ | SBJ-Z2-ESC-CP2 | EXPERIENCE / SALES CENTER | 1 |  |  | Working |  |  |  | 26/10/2024 | 25/2/2025 | 19/3/2025 | 19/7/2025 | 18/11/2025 | 20/3/2026 | 20/7/2026 | 19/11/2026 | 2026-03-20 | 2025-11-18 | PPM-Mech&Plumb | 285
PPM-01030 | In-house PPM | MECHANICAL & PLUMBING | 4 months | 4 | 0 | SANITARY FITTINGS & FIXTURES | SANITARY FITTINGS & FIXTURES,LAUNDRY,VILLAGE SQUARE,ZONE-2,SBJ | SBJ-Z2-VS-CS1-SFF | VILLAGE SQUARE | 1 |  |  | Working |  |  |  | 26/10/2024 | 25/2/2025 | 19/3/2025 | 19/7/2025 | 18/11/2025 | 20/3/2026 | 20/7/2026 | 19/11/2026 | 2026-03-20 | 2025-11-18 | PPM-Mech&Plumb | 286
PPM-01031 | In-house PPM | MECHANICAL & PLUMBING | 4 months | 4 | 0 | SANITARY FITTINGS & FIXTURES | SANITARY FITTINGS & FIXTURES,PHARMACY,VILLAGE SQUARE,ZONE-2,SBJ | SBJ-Z2-VS-CS2-SFF | VILLAGE SQUARE | 1 |  |  | Working |  |  |  | 26/10/2024 | 25/2/2025 | 19/3/2025 | 19/7/2025 | 18/11/2025 | 20/3/2026 | 20/7/2026 | 19/11/2026 | 2026-03-20 | 2025-11-18 | PPM-Mech&Plumb | 287
PPM-01032 | In-house PPM | MECHANICAL & PLUMBING | 4 months | 4 | 0 | SANITARY FITTINGS & FIXTURES | SANITARY FITTINGS & FIXTURES,SPAR SUPERMARKET,VILLAGE SQUARE,ZONE-2,SBJ | SBJ-Z2-VS-CS3-SFF | VILLAGE SQUARE | 1 |  |  | Working |  |  |  | 27/10/2024 | 26/2/2025 | 20/3/2025 | 20/7/2025 | 19/11/2025 | 21/3/2026 | 21/7/2026 | 20/11/2026 | 2026-03-21 | 2025-11-19 | PPM-Mech&Plumb | 288
PPM-01033 | In-house PPM | MECHANICAL & PLUMBING | 4 months | 4 | 0 | SANITARY FITTINGS & FIXTURES | SANITARY FITTINGS & FIXTURES,VILLAGE SQUARE,ZONE-2,SBJ | SBJ-Z2-VS-SFF | VILLAGE SQUARE | 1 |  |  | Working |  |  |  | 27/10/2024 | 26/2/2025 | 20/3/2025 | 20/7/2025 | 19/11/2025 | 21/3/2026 | 21/7/2026 | 20/11/2026 | 2026-03-21 | 2025-11-19 | PPM-Mech&Plumb | 289
PPM-01034 | In-house PPM | MECHANICAL & PLUMBING | 4 months | 4 | 0 | SANITARY FITTINGS & FIXTURES | SANITARY FITTINGS & FIXTURES,MALE TOILET STORE,VILLAGE SQUARE,ZONE-2,SBJ | SBJ-Z2-VS-MTS-SFF | VILLAGE SQUARE | 1 |  |  | Working |  |  |  | 27/10/2024 | 26/2/2025 | 20/3/2025 | 20/7/2025 | 19/11/2025 | 21/3/2026 | 21/7/2026 | 20/11/2026 | 2026-03-21 | 2025-11-19 | PPM-Mech&Plumb | 290
PPM-01035 | In-house PPM | MECHANICAL & PLUMBING | 4 months | 4 | 0 | SANITARY FITTINGS & FIXTURES | SANITARY FITTINGS & FIXTURES,MALE TOILET,VILLAGE SQUARE,ZONE-2,SBJ | SBJ-Z2-VS-MTT-SFF | VILLAGE SQUARE | 1 |  |  | Working |  |  |  | 27/10/2024 | 26/2/2025 | 20/3/2025 | 20/7/2025 | 19/11/2025 | 21/3/2026 | 21/7/2026 | 20/11/2026 | 2026-03-21 | 2025-11-19 | PPM-Mech&Plumb | 291
PPM-01036 | In-house PPM | MECHANICAL & PLUMBING | 4 months | 4 | 0 | SANITARY FITTINGS & FIXTURES | SANITARY FITTINGS & FIXTURES,FEMALE TOILET STORE,VILLAGE SQUARE,ZONE-2,SBJ | SBJ-Z2-VS-FTS-SFF | VILLAGE SQUARE | 1 |  |  | Working |  |  |  | 28/10/2024 | 27/2/2025 | 21/3/2025 | 21/7/2025 | 20/11/2025 | 22/3/2026 | 22/7/2026 | 21/11/2026 | 2026-03-22 | 2025-11-20 | PPM-Mech&Plumb | 292
PPM-01037 | In-house PPM | MECHANICAL & PLUMBING | 4 months | 4 | 0 | SANITARY FITTINGS & FIXTURES | SANITARY FITTINGS & FIXTURES,FEMALE TOILET,VILLAGE SQUARE,ZONE-2,SBJ | SBJ-Z2-VS-FTT-SFF | VILLAGE SQUARE | 1 |  |  | Working |  |  |  | 28/10/2024 | 27/2/2025 | 21/3/2025 | 21/7/2025 | 20/11/2025 | 22/3/2026 | 22/7/2026 | 21/11/2026 | 2026-03-22 | 2025-11-20 | PPM-Mech&Plumb | 293
PPM-01038 | In-house PPM | MECHANICAL & PLUMBING | 4 months | 4 | 0 | WATER HEATER | WATER HEATER,PRAYER ROOM,VILLAGE SQUARE,ZONE-2,SBJ | SBJ-Z2-VS-PR-WH | VILLAGE SQUARE | 3 |  |  | Working |  |  |  | 28/10/2024 | 27/2/2025 | 21/3/2025 | 21/7/2025 | 20/11/2025 | 22/3/2026 | 22/7/2026 | 21/11/2026 | 2026-03-22 | 2025-11-20 | PPM-Mech&Plumb | 294
PPM-01039 | In-house PPM | MECHANICAL & PLUMBING | 4 months | 4 | 0 | SANITARY FITTINGS & FIXTURES | SANITARY FITTINGS & FIXTURES,MALE WASH ROOM,VILLAGE SQUARE,ZONE-2,SBJ | SBJ-Z2-VS-MPR-SFF | VILLAGE SQUARE | 1 |  |  | Working |  |  |  | 28/10/2024 | 27/2/2025 | 21/3/2025 | 21/7/2025 | 20/11/2025 | 22/3/2026 | 22/7/2026 | 21/11/2026 | 2026-03-22 | 2025-11-20 | PPM-Mech&Plumb | 295
PPM-01040 | In-house PPM | MECHANICAL & PLUMBING | 4 months | 4 | 0 | SANITARY FITTINGS & FIXTURES | SANITARY FITTINGS & FIXTURES,FEMALE WASH ROOM,VILLAGE SQUARE,ZONE-2,SBJ | SBJ-Z2-VS-FWR-SFF | VILLAGE SQUARE | 1 |  |  | Working |  |  |  | 29/10/2024 | 28/2/2025 | 22/3/2025 | 22/7/2025 | 21/11/2025 | 23/3/2026 | 23/7/2026 | 22/11/2026 | 2026-03-23 | 2025-11-21 | PPM-Mech&Plumb | 296
PPM-01041 | In-house PPM | MECHANICAL & PLUMBING | 4 months | 4 | 0 | SANITARY FITTINGS & FIXTURES | SANITARY FITTINGS & FIXTURES,PUMP ROOM,VILLAGE SQUARE,ZONE-2,SBJ | SBJ-Z2-VS-PPR-SFF | VILLAGE SQUARE | 1 |  |  | Working |  |  |  | 29/10/2024 | 28/2/2025 | 22/3/2025 | 22/7/2025 | 21/11/2025 | 23/3/2026 | 23/7/2026 | 22/11/2026 | 2026-03-23 | 2025-11-21 | PPM-Mech&Plumb | 297
PPM-01042 | In-house PPM | MECHANICAL & PLUMBING | 4 months | 4 | 0 | IRRIGATION PUMP | IRRIGATION PUMP,PUMP ROOM,VILLAGE SQUARE,ZONE-2,SBJ | SBJ-Z2-VS-PPR-IRP | VILLAGE SQUARE | 2 |  |  | Working |  |  |  | 29/10/2024 | 28/2/2025 | 22/3/2025 | 22/7/2025 | 21/11/2025 | 23/3/2026 | 23/7/2026 | 22/11/2026 | 2026-03-23 | 2025-11-21 | PPM-Mech&Plumb | 298
PPM-01043 | In-house PPM | MECHANICAL & PLUMBING | 4 months | 4 | 0 | POTABLE WATER PUMP | POTABLE WATER PUMP,PUMP ROOM,VILLAGE SQUARE,ZONE-2,SBJ | SBJ-Z2-VS-PPR-PWP | VILLAGE SQUARE | 2 |  |  | Working |  |  |  | 29/10/2024 | 28/2/2025 | 22/3/2025 | 22/7/2025 | 21/11/2025 | 23/3/2026 | 23/7/2026 | 22/11/2026 | 2026-03-23 | 2025-11-21 | PPM-Mech&Plumb | 299
PPM-01044 | In-house PPM | MECHANICAL & PLUMBING | 4 months | 4 | 0 | SANITARY FITTINGS & FIXTURES | SANITARY FITTINGS AND FIXTURES,CENTRAL PARK,ZONE 3,SBJ | SBJ-Z3-CP-SFF | CENTRAL PARK | 1 |  |  | Working |  |  |  | 30/10/2024 | 1/3/2025 | 23/3/2025 | 23/7/2025 | 22/11/2025 | 24/3/2026 | 24/7/2026 | 23/11/2026 | 2026-03-24 | 2025-11-22 | PPM-Mech&Plumb | 300
PPM-01045 | In-house PPM | MECHANICAL & PLUMBING | 4 months | 4 | 0 | SANITARY FITTINGS & FIXTURES | SANITARY FITTINGS AND FIXTURES,MALE TOILET,CENTRAL PARK,ZONE 3,SBJ | SBJ-Z3-CP-MTT-SFF | CENTRAL PARK | 1 |  |  | Working |  |  |  | 30/10/2024 | 1/3/2025 | 23/3/2025 | 23/7/2025 | 22/11/2025 | 24/3/2026 | 24/7/2026 | 23/11/2026 | 2026-03-24 | 2025-11-22 | PPM-Mech&Plumb | 301
PPM-01046 | In-house PPM | MECHANICAL & PLUMBING | 4 months | 4 | 0 | SANITARY FITTINGS & FIXTURES | SANITARY FITTINGS AND FIXTURES,FEMALE TOILET,CENTRAL PARK,ZONE 3,SBJ | SBJ-Z3-CP-FTT-SFF | CENTRAL PARK | 1 |  |  | Working |  |  |  | 30/10/2024 | 1/3/2025 | 23/3/2025 | 23/7/2025 | 22/11/2025 | 24/3/2026 | 24/7/2026 | 23/11/2026 | 2026-03-24 | 2025-11-22 | PPM-Mech&Plumb | 302
PPM-01047 | In-house PPM | MECHANICAL & PLUMBING | 4 months | 4 | 0 | CHEMICAL DOSING PUMP | POOL DOSING SYSTEM-PH(MB-3-56GL-0388),CONTROL ROOM,CENTRAL PARK,ZONE 3,SBJ | SBJ-Z3-CP-CNR-CDP1 | CENTRAL PARK | 1 | TEKNA EVO | TPR 800 | Working |  |  |  | 30/10/2024 | 1/3/2025 | 23/3/2025 | 23/7/2025 | 22/11/2025 | 24/3/2026 | 24/7/2026 | 23/11/2026 | 2026-03-24 | 2025-11-22 | PPM-Mech&Plumb | 303
PPM-01048 | In-house PPM | MECHANICAL & PLUMBING | 4 months | 4 | 0 | CHEMICAL DOSING PUMP | POOL DOSING SYSTEM-CHLORINE(MB-3-56GL-0389),CONTROL ROOM,CENTRAL PARK,ZONE 3,SBJ | SBJ-Z3-CP-CNR-CDP2 | CENTRAL PARK | 1 | TEKNA EVO | NHP 0000 | Working |  |  |  | 31/10/2024 | 2/3/2025 | 24/3/2025 | 24/7/2025 | 23/11/2025 | 25/3/2026 | 25/7/2026 | 24/11/2026 | 2026-03-25 | 2025-11-23 | PPM-Mech&Plumb | 304
PPM-01049 | In-house PPM | MECHANICAL & PLUMBING | 4 months | 4 | 0 | CHEMICAL DOSING PUMP | KIDS POOL DOSING SYSTEM-PH(MB-3-56GL-0394),CONTROL ROOM,CENTRAL PARK,ZONE 3,SBJ | SBJ-Z3-CP-CNR-CDP3 | CENTRAL PARK | 1 | POOL BASIC | SPHBASPA0046 | Working |  |  |  | 31/10/2024 | 2/3/2025 | 24/3/2025 | 24/7/2025 | 23/11/2025 | 25/3/2026 | 25/7/2026 | 24/11/2026 | 2026-03-25 | 2025-11-23 | PPM-Mech&Plumb | 305
PPM-01050 | In-house PPM | MECHANICAL & PLUMBING | 4 months | 4 | 0 | CHEMICAL DOSING PUMP | KIDS POOL DOSING SYSTEM-CHLORINE(MB-3-56GL-0395),CONTROL ROOM,CENTRAL PARK,ZONE 3,SBJ | SBJ-Z3-CP-CNR-CDP4 | CENTRAL PARK | 1 | POOL BASIC | SMVBASPA 0009 | Working |  |  |  | 31/10/2024 | 2/3/2025 | 24/3/2025 | 24/7/2025 | 23/11/2025 | 25/3/2026 | 25/7/2026 | 24/11/2026 | 2026-03-25 | 2025-11-23 | PPM-Mech&Plumb | 306
PPM-01051 | In-house PPM | MECHANICAL & PLUMBING | 4 months | 4 | 0 | CHEMICAL MIXER | CHEMICAL MIXER(MB-3-56GL-0397),CONTROL ROOM,CENTRAL PARK,ZONE 3,SBJ | SBJ-Z3-CP-CNR-CHM1 | CENTRAL PARK | 1 |  |  | Working |  |  |  | 31/10/2024 | 2/3/2025 | 24/3/2025 | 24/7/2025 | 23/11/2025 | 25/3/2026 | 25/7/2026 | 24/11/2026 | 2026-03-25 | 2025-11-23 | PPM-Mech&Plumb | 307
PPM-01052 | In-house PPM | MECHANICAL & PLUMBING | 4 months | 4 | 0 | CHEMICAL MIXER | CHEMICAL MIXER(MB-3-56GL-0398),CONTROL ROOM,CENTRAL PARK,ZONE 3,SBJ | SBJ-Z3-CP-CNR-CHM2 | CENTRAL PARK | 1 |  |  | Working |  |  |  | 2/11/2024 | 4/3/2025 | 26/3/2025 | 26/7/2025 | 25/11/2025 | 27/3/2026 | 27/7/2026 | 26/11/2026 | 2026-03-27 | 2025-11-25 | PPM-Mech&Plumb | 308
PPM-01053 | In-house PPM | MECHANICAL & PLUMBING | 4 months | 4 | 0 | CHEMICAL MIXER | CHEMICAL MIXER(MB-3-56GL-0399),CONTROL ROOM,CENTRAL PARK,ZONE 3,SBJ | SBJ-Z3-CP-CNR-CHM3 | CENTRAL PARK | 1 |  |  | Working |  |  |  | 2/11/2024 | 4/3/2025 | 26/3/2025 | 26/7/2025 | 25/11/2025 | 27/3/2026 | 27/7/2026 | 26/11/2026 | 2026-03-27 | 2025-11-25 | PPM-Mech&Plumb | 309
PPM-01054 | In-house PPM | MECHANICAL & PLUMBING | 4 months | 4 | 0 | CHEMICAL MIXER | CHEMICAL MIXER(MB-3-56GL-0400),CONTROL ROOM,CENTRAL PARK,ZONE 3,SBJ | SBJ-Z3-CP-CNR-CHM4 | CENTRAL PARK | 1 |  |  | Working |  |  |  | 2/11/2024 | 4/3/2025 | 26/3/2025 | 26/7/2025 | 25/11/2025 | 27/3/2026 | 27/7/2026 | 26/11/2026 | 2026-03-27 | 2025-11-25 | PPM-Mech&Plumb | 310
PPM-01055 | In-house PPM | MECHANICAL & PLUMBING | 4 months | 4 | 0 | SWIMMING POOL FILTER PUMP | SWIMMING POOL FILTER PUMP -01(MB-3-56GL-0385),CONTROL ROOM,CENTRAL PARK,ZONE 3,SBJ | SBJ-Z3-CP-CNR-SFP1 | CENTRAL PARK | 1 | BOMBAS PSH | DN22T | Working |  |  |  | 2/11/2024 | 4/3/2025 | 26/3/2025 | 26/7/2025 | 25/11/2025 | 27/3/2026 | 27/7/2026 | 26/11/2026 | 2026-03-27 | 2025-11-25 | PPM-Mech&Plumb | 311
PPM-01056 | In-house PPM | MECHANICAL & PLUMBING | 4 months | 4 | 0 | SWIMMING POOL FILTER PUMP | SWIMMING POOL FILTER PUMP -02(MB-3-56GL-0386),CONTROL ROOM,CENTRAL PARK,ZONE 3,SBJ | SBJ-Z3-CP-CNR-SFP2 | CENTRAL PARK | 1 | BOMBAS PSH | DN22T | Working |  |  |  | 2/11/2024 | 4/3/2025 | 26/3/2025 | 26/7/2025 | 25/11/2025 | 27/3/2026 | 27/7/2026 | 26/11/2026 | 2026-03-27 | 2025-11-25 | PPM-Mech&Plumb | 312
PPM-01057 | In-house PPM | MECHANICAL & PLUMBING | 4 months | 4 | 0 | SWIMMING POOL FILTER PUMP | KIDS POOL FILTER PUMP -01(MB-3-56GL-0390),CONTROL ROOM,CENTRAL PARK,ZONE 3,SBJ | SBJ-Z3-CP-CNR-SFP3 | CENTRAL PARK | 1 | CERTIKIN | BDP 400TM | Working |  |  |  | 3/11/2024 | 5/3/2025 | 27/3/2025 | 27/7/2025 | 26/11/2025 | 28/3/2026 | 28/7/2026 | 27/11/2026 | 2026-03-28 | 2025-11-26 | PPM-Mech&Plumb | 313
PPM-01058 | In-house PPM | MECHANICAL & PLUMBING | 4 months | 4 | 0 | SWIMMING POOL FILTER PUMP | KIDS POOL FILTER PUMP -02(MB-3-56GL-0391),CONTROL ROOM,CENTRAL PARK,ZONE 3,SBJ | SBJ-Z3-CP-CNR-SFP4 | CENTRAL PARK | 1 | CERTIKIN | BDP 400TM | Working |  |  |  | 3/11/2024 | 5/3/2025 | 27/3/2025 | 27/7/2025 | 26/11/2025 | 28/3/2026 | 28/7/2026 | 27/11/2026 | 2026-03-28 | 2025-11-26 | PPM-Mech&Plumb | 314
PPM-01059 | In-house PPM | MECHANICAL & PLUMBING | 4 months | 4 | 0 | SAND FILTER | SWIMMING POOL FILTER SYSTEM(MB-3-56GL-0387),CONTROL ROOM,CENTRAL PARK,ZONE 3,SBJ | SBJ-Z3-CP-CNR-SF1 | CENTRAL PARK | 1 | CERTIKIN | 03E873343 | Working |  |  |  | 3/11/2024 | 5/3/2025 | 27/3/2025 | 27/7/2025 | 26/11/2025 | 28/3/2026 | 28/7/2026 | 27/11/2026 | 2026-03-28 | 2025-11-26 | PPM-Mech&Plumb | 315
PPM-01060 | In-house PPM | MECHANICAL & PLUMBING | 4 months | 4 | 0 | SAND FILTER | KIDS POOL FILTER SYSTEM - 01(MB-3-56GL-0392),CONTROL ROOM,CENTRAL PARK,ZONE 3,SBJ | SBJ-Z3-CP-CNR-SF2 | CENTRAL PARK | 1 | CERTIKIN | FFRS0901LL56 | Working |  |  |  | 3/11/2024 | 5/3/2025 | 27/3/2025 | 27/7/2025 | 26/11/2025 | 28/3/2026 | 28/7/2026 | 27/11/2026 | 2026-03-28 | 2025-11-26 | PPM-Mech&Plumb | 316
PPM-01061 | In-house PPM | MECHANICAL & PLUMBING | 4 months | 4 | 0 | SAND FILTER | KIDS POOL FILTER SYSTEM -02(MB-3-56GL-0393),CONTROL ROOM,CENTRAL PARK,ZONE 3,SBJ | SBJ-Z3-CP-CNR-SF3 | CENTRAL PARK | 1 | CERTIKIN | FFRS0901LL56 | Working |  |  |  | 4/11/2024 | 6/3/2025 | 28/3/2025 | 28/7/2025 | 27/11/2025 | 29/3/2026 | 29/7/2026 | 28/11/2026 | 2026-03-29 | 2025-11-27 | PPM-Mech&Plumb | 317
PPM-01062 | In-house PPM | MECHANICAL & PLUMBING | 4 months | 4 | 0 | SUBMERSIBLE PUMP | SUMP PUMP(MB-3-56GL-0396),CONTROL ROOM,CENTRAL PARK,ZONE 3,SBJ | SBJ-Z3-CP-CNR-SUP | CENTRAL PARK | 1 | DAB | FEKA 600 MA SV | Working |  |  |  | 4/11/2024 | 6/3/2025 | 28/3/2025 | 28/7/2025 | 27/11/2025 | 29/3/2026 | 29/7/2026 | 28/11/2026 | 2026-03-29 | 2025-11-27 | PPM-Mech&Plumb | 318
PPM-01063 | In-house PPM | MECHANICAL & PLUMBING | 4 months | 4 | 0 | SUBMERSIBLE PUMP | SEWAGE SUBMERSIBLE PUMP-01(MB-1-27UG-0223),LIFTING STATION LS-2,ROAD-5,ZONE-1,SBJ | SBJ-Z1-R05-LS2-SMP-0223 | LIFTING STATION 2 - ROAD 3 - ZONE 1 | 1 | FAGGIOLATI PUMPS | G271-T6T1-J6-XAZ | Working |  |  |  | 4/11/2024 | 6/3/2025 | 28/3/2025 | 28/7/2025 | 27/11/2025 | 29/3/2026 | 29/7/2026 | 28/11/2026 | 2026-03-29 | 2025-11-27 | PPM-Mech&Plumb | 319
PPM-01064 | In-house PPM | MECHANICAL & PLUMBING | 4 months | 4 | 0 | SUBMERSIBLE PUMP | SEWAGE SUBMERSIBLE PUMP-02(MB-1-27UG-0224),LIFTING STATION LS-2,ROAD-5,ZONE-1,SBJ | SBJ-Z1-R05-LS2-SMP-0224 | LIFTING STATION 2 - ROAD 3 - ZONE 1 | 1 | FAGGIOLATI PUMPS | G271-T6T1-J6-XAZ | Working |  |  |  | 4/11/2024 | 6/3/2025 | 28/3/2025 | 28/7/2025 | 27/11/2025 | 29/3/2026 | 29/7/2026 | 28/11/2026 | 2026-03-29 | 2025-11-27 | PPM-Mech&Plumb | 320
PPM-01065 | In-house PPM | MECHANICAL & PLUMBING | 4 months | 4 | 0 | ODOUR CONTROL UNIT | ODOUR CONTROL UNITS(MB-2-57GL-0207),LIFTING STATION LS-2,ROAD-8,ZONE-2,SBJ | SBJ-Z2-R08-LS2-PLOCU-0207 | LIFTING STATION 2 - ROAD 3 - ZONE 1 | 1 | AMER AIR INTL. | OCU - A | Working |  |  |  | 5/11/2024 | 7/3/2025 | 29/3/2025 | 29/7/2025 | 28/11/2025 | 30/3/2026 | 30/7/2026 | 29/11/2026 | 2026-03-30 | 2025-11-28 | PPM-Mech&Plumb | 321
PPM-01066 | In-house PPM | MECHANICAL & PLUMBING | 4 months | 4 | 0 | SUBMERSIBLE PUMP | SEWAGE SUBMERSIBLE PUMP-01(MB-2-30UG-0225),LIFTING STATION LS-3,ROAD-8,ZONE-2,SBJ | SBJ-Z2-R08-LS3-SMP-0225 | LIFTING STATION 3 - ROAD 8 - ZONE 2 | 1 | FAGGIOLATI PUMPS | G211-R6T2-L8-AAZ | Working |  |  |  | 5/11/2024 | 7/3/2025 | 29/3/2025 | 29/7/2025 | 28/11/2025 | 30/3/2026 | 30/7/2026 | 29/11/2026 | 2026-03-30 | 2025-11-28 | PPM-Mech&Plumb | 322
PPM-01067 | In-house PPM | MECHANICAL & PLUMBING | 4 months | 4 | 0 | SUBMERSIBLE PUMP | SEWAGE SUBMERSIBLE PUMP-02(MB-2-30UG-0226),LIFTING STATION LS-3,ROAD-8,ZONE-2,SBJ | SBJ-Z2-R08-LS3-SMP-0226 | LIFTING STATION 3 - ROAD 8 - ZONE 2 | 1 | FAGGIOLATI PUMPS | G211-R6T2-L8-AAZ | Working |  |  |  | 5/11/2024 | 7/3/2025 | 29/3/2025 | 29/7/2025 | 28/11/2025 | 30/3/2026 | 30/7/2026 | 29/11/2026 | 2026-03-30 | 2025-11-28 | PPM-Mech&Plumb | 323
PPM-01068 | In-house PPM | MECHANICAL & PLUMBING | 4 months | 4 | 0 | ODOUR CONTROL UNIT | ODOUR CONTROL UNITS(MB-8-45GL-0208),LIFTING STATION LS-03,ZONE-8,SBJ | SBJ-Z8-LS3-PLOCU-0208 | LIFTING STATION 3 - ROAD 8 - ZONE 2 | 1 | AMER AIR INTL. | OCU - A | Working |  |  |  | 5/11/2024 | 7/3/2025 | 29/3/2025 | 29/7/2025 | 28/11/2025 | 30/3/2026 | 30/7/2026 | 29/11/2026 | 2026-03-30 | 2025-11-28 | PPM-Mech&Plumb | 324
PPM-01069 | In-house PPM | MECHANICAL & PLUMBING | 4 months | 4 | 0 | SUBMERSIBLE PUMP | SEWAGE SUBMERSIBLE PUMP-01(MB-5-37UG-0227),LIFTING STATION LS-4,ROAD-15,ZONE-5,SBJ | SBJ-Z5-R15-LS4-SMP-0227 | LIFTING STATION 4 - ROAD 15 - ZONE 05 | 1 | FAGGIOLATI PUMPS | G271-T6T1-J6-XAZ | Working |  |  |  | 5/11/2024 | 7/3/2025 | 29/3/2025 | 29/7/2025 | 28/11/2025 | 30/3/2026 | 30/7/2026 | 29/11/2026 | 2026-03-30 | 2025-11-28 | PPM-Mech&Plumb | 325
PPM-01070 | In-house PPM | MECHANICAL & PLUMBING | 4 months | 4 | 0 | SUBMERSIBLE PUMP | SEWAGE SUBMERSIBLE PUMP-02(MB-5-37UG-0228),LIFTING STATION LS-4,ROAD-15,ZONE-5,SBJ | SBJ-Z5-R15-LS4-SMP-0228 | LIFTING STATION 4 - ROAD 15 - ZONE 05 | 1 | FAGGIOLATI PUMPS | G271-T6T1-J6-XAZ | Working |  |  |  | 6/11/2024 | 8/3/2025 | 30/3/2025 | 30/7/2025 | 29/11/2025 | 31/3/2026 | 31/7/2026 | 30/11/2026 | 2026-03-31 | 2025-11-29 | PPM-Mech&Plumb | 326
PPM-01071 | In-house PPM | MECHANICAL & PLUMBING | 4 months | 4 | 0 | ODOUR CONTROL UNIT | ODOUR CONTROL UNITS(MB-5-44GL-0209),LIFTING STATION LS-4,ZONE-05,ZONE-5,SBJ | SBJ-Z5-LS4-PLOCU-0209 | LIFTING STATION 4 - ROAD 15 - ZONE 05 | 1 | AMER AIR INTL. | OCU - A | Working |  |  |  | 6/11/2024 | 8/3/2025 | 30/3/2025 | 30/7/2025 | 29/11/2025 | 31/3/2026 | 31/7/2026 | 30/11/2026 | 2026-03-31 | 2025-11-29 | PPM-Mech&Plumb | 327
PPM-01072 | In-house PPM | MECHANICAL & PLUMBING | 4 months | 4 | 0 | SUBMERSIBLE PUMP | SEWAGE SUBMERSIBLE PUMP-01(MB-1-25UG-0229),LIFTING STATION LS-5,ROAD-3,ZONE-1,SBJ | SBJ-Z1-R03-LS5-SMP-0229 | LIFTING STATION 5 - ROAD 3 - ZONE 01 | 1 | FAGGIOLATI PUMPS | G210-R675-J8-XAZ | Working |  |  |  | 6/11/2024 | 8/3/2025 | 30/3/2025 | 30/7/2025 | 29/11/2025 | 31/3/2026 | 31/7/2026 | 30/11/2026 | 2026-03-31 | 2025-11-29 | PPM-Mech&Plumb | 328
PPM-01073 | In-house PPM | MECHANICAL & PLUMBING | 4 months | 4 | 0 | SUBMERSIBLE PUMP | SEWAGE SUBMERSIBLE PUMP-02(MB-1-25UG-0230),LIFTING STATION LS-5,ROAD-3,ZONE-1,SBJ | SBJ-Z1-R03-LS5-SMP-0230 | LIFTING STATION 5 - ROAD 3 - ZONE 01 | 1 | FAGGIOLATI PUMPS | G210-R675-J8-XAZ | Working |  |  |  | 6/11/2024 | 8/3/2025 | 30/3/2025 | 30/7/2025 | 29/11/2025 | 31/3/2026 | 31/7/2026 | 30/11/2026 | 2026-03-31 | 2025-11-29 | PPM-Mech&Plumb | 329
PPM-01074 | In-house PPM | MECHANICAL & PLUMBING | 4 months | 4 | 0 | ODOUR CONTROL UNIT | ODOUR CONTROL UNITS(MB-1-42GL-0210),LIFTING STATION LS-05,,ZONE-1,SBJ | SBJ-Z1-HLP-LS5-PLOCU-0184 | HELIPAD - ZONE 1 | 1 | AMER AIR INTL. | OCU - A | Working |  |  |  | 7/11/2024 | 9/3/2025 | 31/3/2025 | 31/7/2025 | 30/11/2025 | 1/4/2026 | 1/8/2026 | 1/12/2026 | 2026-04-01 | 2025-11-30 | PPM-Mech&Plumb | 330
PPM-01075 | In-house PPM | MECHANICAL & PLUMBING | 4 months | 4 | 0 | SUBMERSIBLE PUMP | SEWAGE SUBMERSIBLE PUMP-01(MB-2-23UG-0215),PUMPING STATION PS-1,ROAD-2,ZONE-2,SBJ | SBJ-Z2-R02-PS1-SMP-0215 | PUMPING STATION 1 - ZONE 2, ROAD 2 | 1 | FAGGIOLATI PUMPS | G425 R2C2-V105-AAZ | Working |  |  |  | 7/11/2024 | 9/3/2025 | 31/3/2025 | 31/7/2025 | 30/11/2025 | 1/4/2026 | 1/8/2026 | 1/12/2026 | 2026-04-01 | 2025-11-30 | PPM-Mech&Plumb | 331
PPM-01076 | In-house PPM | MECHANICAL & PLUMBING | 4 months | 4 | 0 | SUBMERSIBLE PUMP | SEWAGE SUBMERSIBLE PUMP-02(MB-2-23UG-0216),PUMPING STATION PS-1,ROAD-2,ZONE-2,SBJ | SBJ-Z2-R02-PS1-SMP-0216 | PUMPING STATION 1 - ZONE 2, ROAD 2 | 1 | FAGGIOLATI PUMPS | G425 R2C2-V105-AAZ | Working |  |  |  | 7/11/2024 | 9/3/2025 | 31/3/2025 | 31/7/2025 | 30/11/2025 | 1/4/2026 | 1/8/2026 | 1/12/2026 | 2026-04-01 | 2025-11-30 | PPM-Mech&Plumb | 332
PPM-01077 | In-house PPM | MECHANICAL & PLUMBING | 4 months | 4 | 0 | ODOUR CONTROL UNIT | ODOUR CONTROL UNITS(MB-2-57GL-0214),PUMPING STATION-1,ROAD-2,ZONE-2,SBJ | SBJ-Z2-R02-PLOCU-0214 | PUMPING STATION 1 - ZONE 2, ROAD 2 | 1 | AMER AIR INTL. | OCU - A | Working |  |  |  | 7/11/2024 | 9/3/2025 | 31/3/2025 | 31/7/2025 | 30/11/2025 | 1/4/2026 | 1/8/2026 | 1/12/2026 | 2026-04-01 | 2025-11-30 | PPM-Mech&Plumb | 333
PPM-01078 | In-house PPM | MECHANICAL & PLUMBING | 4 months | 4 | 0 | SUBMERSIBLE PUMP | SEWAGE SUBMERSIBLE PUMP-01(MB-3-31UG-0217),PUMPING STATION PS-3,ROAD-9,ZONE-3,SBJ | SBJ-Z3-R09-PS3-SMP-0217 | PUMPING STATION 3 - ZONE 3, ROAD 9 | 1 | FAGGIOLATI PUMPS | G209-T6T3-J7-XAZ | Working |  |  |  | 9/11/2024 | 11/3/2025 | 2/4/2025 | 2/8/2025 | 2/12/2025 | 3/4/2026 | 3/8/2026 | 3/12/2026 | 2026-04-03 | 2025-12-02 | PPM-Mech&Plumb | 334
PPM-01079 | In-house PPM | MECHANICAL & PLUMBING | 4 months | 4 | 0 | SUBMERSIBLE PUMP | SEWAGE SUBMERSIBLE PUMP-01(MB-3-31UG-0218),PUMPING STATION PS-3,ROAD-9,ZONE-3,SBJ | SBJ-Z3-R09-PS3-SMP-0218 | PUMPING STATION 3 - ZONE 3, ROAD 9 | 1 | FAGGIOLATI PUMPS | G209-T6T3-J7-XAZ | Working |  |  |  | 9/11/2024 | 11/3/2025 | 2/4/2025 | 2/8/2025 | 2/12/2025 | 3/4/2026 | 3/8/2026 | 3/12/2026 | 2026-04-03 | 2025-12-02 | PPM-Mech&Plumb | 335
PPM-01080 | In-house PPM | MECHANICAL & PLUMBING | 4 months | 4 | 0 | ODOUR CONTROL UNIT | ODOUR CONTROL UNITS(MB-1-22GL-0211),PUMPING STATION PS-3,ROAD-1,ZONE-1,SBJ | SBJ-Z1-R01-PLOCU-0401 | PUMPING STATION 3 - ZONE 3, ROAD 9 | 1 | AMER AIR INTL. | OCU - A | Working |  |  |  | 9/11/2024 | 11/3/2025 | 2/4/2025 | 2/8/2025 | 2/12/2025 | 3/4/2026 | 3/8/2026 | 3/12/2026 | 2026-04-03 | 2025-12-02 | PPM-Mech&Plumb | 336
PPM-01081 | In-house PPM | MECHANICAL & PLUMBING | 4 months | 4 | 0 | SUBMERSIBLE PUMP | SEWAGE SUBMERSIBLE PUMP-01(MB-3-33UG-0219),PUMPING STATION PS-4,NEAR VILLA 12,ZONE-3,SBJ | SBJ-Z3-R11-PS4-SMP-0219 | PUMPING STATION 4 - ZONE 3 , ROAD 11 | 1 | FAGGIOLATI PUMPS | G216-R4T1-L10-AAZ | Working |  |  |  | 9/11/2024 | 11/3/2025 | 2/4/2025 | 2/8/2025 | 2/12/2025 | 3/4/2026 | 3/8/2026 | 3/12/2026 | 2026-04-03 | 2025-12-02 | PPM-Mech&Plumb | 337
PPM-01082 | In-house PPM | MECHANICAL & PLUMBING | 4 months | 4 | 0 | SUBMERSIBLE PUMP | SEWAGE SUBMERSIBLE PUMP-01(MB-3-33UG-0220),PUMPING STATION PS-4,NEAR VILLA 12,ZONE-3,SBJ | SBJ-Z3-R11-PS4-SMP-0220 | PUMPING STATION 4 - ZONE 3 , ROAD 11 | 1 | FAGGIOLATI PUMPS | G216-R4T1-L10-AAZ | Working |  |  |  | 9/11/2024 | 11/3/2025 | 2/4/2025 | 2/8/2025 | 2/12/2025 | 3/4/2026 | 3/8/2026 | 3/12/2026 | 2026-04-03 | 2025-12-02 | PPM-Mech&Plumb | 338
PPM-01083 | In-house PPM | MECHANICAL & PLUMBING | 4 months | 4 | 0 | SUBMERSIBLE PUMP | SEWAGE SUBMERSIBLE PUMP-01(MB-1-22UG-0221),PUMPING STATION PS-05,ROAD-1,ZONE-1,SBJ | SBJ-Z1-R01-PS5-SMP-0221 | PUMPING STATION 5 - ZONE 8 , ROAD 01 | 1 | FAGGIOLATI PUMPS | G425-R3TZ-S60 AAZ | Working |  |  |  | 10/11/2024 | 12/3/2025 | 3/4/2025 | 3/8/2025 | 3/12/2025 | 4/4/2026 | 4/8/2026 | 4/12/2026 | 2026-04-04 | 2025-12-03 | PPM-Mech&Plumb | 339
PPM-01084 | In-house PPM | MECHANICAL & PLUMBING | 4 months | 4 | 0 | SUBMERSIBLE PUMP | SEWAGE SUBMERSIBLE PUMP-02(MB-1-22UG-0222),PUMPING STATION PS-05,ROAD-1,ZONE-1,SBJ | SBJ-Z1-R01-PS5-SMP-0222 | PUMPING STATION 5 - ZONE 8 , ROAD 01 | 1 | FAGGIOLATI PUMPS | G425-R3TZ-S60 AAZ | Working |  |  |  | 10/11/2024 | 12/3/2025 | 3/4/2025 | 3/8/2025 | 3/12/2025 | 4/4/2026 | 4/8/2026 | 4/12/2026 | 2026-04-04 | 2025-12-03 | PPM-Mech&Plumb | 340
PPM-01085 | In-house PPM | MECHANICAL & PLUMBING | 4 months | 4 | 0 | ODOUR CONTROL UNIT | ODOUR CONTROL UNITS(MB-8-45GL-0213),PUMPING STATION PS-05,ZONE-8,SBJ | SBJ-Z8-PS5-PLOCU-0213 | PUMPING STATION 5 - ZONE 8 , ROAD 01 | 1 | AMER AIR INTL. | OCU - A | Working |  |  |  | 10/11/2024 | 12/3/2025 | 3/4/2025 | 3/8/2025 | 3/12/2025 | 4/4/2026 | 4/8/2026 | 4/12/2026 | 2026-04-04 | 2025-12-03 | PPM-Mech&Plumb | 341
PPM-01086 | In-house PPM | MECHANICAL & PLUMBING | 4 months | 4 | 0 | COLD WATER BOOSTER PUMP | COLD WATER BOOSTER PUMP-1(MB-2-57GL-0364),PUMP ROOM,ZONE-02,SBJ | SBJ-Z2-PPR-CP-0364 | PUMP ROOM - ZONE 2 | 1 | EBARA | CDXM/A 70/05 | Working |  |  |  | 10/11/2024 | 12/3/2025 | 3/4/2025 | 3/8/2025 | 3/12/2025 | 4/4/2026 | 4/8/2026 | 4/12/2026 | 2026-04-04 | 2025-12-03 | PPM-Mech&Plumb | 342
PPM-01087 | In-house PPM | MECHANICAL & PLUMBING | 4 months | 4 | 0 | COLD WATER BOOSTER PUMP | COLD WATER BOOSTER PUMP-2(MB-2-57GL-0365),PUMP ROOM,ZONE-02,SBJ | SBJ-Z2-PPR-CP-0365 | PUMP ROOM - ZONE 2 | 1 | EBARA | CDXM/A 70/05 | Working |  |  |  | 10/11/2024 | 12/3/2025 | 3/4/2025 | 3/8/2025 | 3/12/2025 | 4/4/2026 | 4/8/2026 | 4/12/2026 | 2026-04-04 | 2025-12-03 | PPM-Mech&Plumb | 343
PPM-01088 | In-house PPM | MECHANICAL & PLUMBING | 4 months | 4 | 0 | BEACH WELL PUMP | BEACH WELL PUMP-01(MB-8-45UG-0251),NEAR BEACH,ZONE-8,SBJ | SBJ-Z8-BPP-01 | BEACH WELL PUMP - 01 | 1 | GRUNDFOS | SP 125-5 AAR | Working |  |  |  | 11/11/2024 | 13/3/2025 | 4/4/2025 | 4/8/2025 | 4/12/2025 | 5/4/2026 | 5/8/2026 | 5/12/2026 | 2026-04-05 | 2025-12-04 | PPM-Mech&Plumb | 344
PPM-01089 | In-house PPM | MECHANICAL & PLUMBING | 4 months | 4 | 0 | BEACH WELL PUMP | BEACH WELL PUMP-02(MB-8-45UG-0252),NEAR BEACH,ZONE-8,SBJ | SBJ-Z8-BPP-02 | BEACH WELL PUMP - 02 | 0 | GRUNDFOS | SP 125-5 AAR |  |  |  |  | 11/11/2024 | 13/3/2025 | 4/4/2025 | 4/8/2025 | 4/12/2025 | 5/4/2026 | 5/8/2026 | 5/12/2026 | 2026-04-05 | 2025-12-04 | PPM-Mech&Plumb | 345
PPM-01090 | In-house PPM | MECHANICAL & PLUMBING | 4 months | 4 | 0 | BEACH WELL PUMP | BEACH WELL PUMP-03(MB-8-45UG-0253),NEAR BEACH,ZONE-8,SBJ | SBJ-Z8-BPP-03 | BEACH WELL PUMP - 03 | 1 | GRUNDFOS | SP 125-5 AAR | Working |  |  |  | 11/11/2024 | 13/3/2025 | 4/4/2025 | 4/8/2025 | 4/12/2025 | 5/4/2026 | 5/8/2026 | 5/12/2026 | 2026-04-05 | 2025-12-04 | PPM-Mech&Plumb | 346
PPM-01091 | In-house PPM | MECHANICAL & PLUMBING | 4 months | 4 | 0 | FILTERATION SYSTEM | FILTERATION UNIT,(MB-1-46UG-0234),IRRIGATION PUMP ROOM-1,TECHNICAL ZONE,ZONE-1,SBJ | SBJ-Z1-IP1-FIL | IRRIGATION PUMP ROOM | 1 | SIF FILTERS | FMA 5000 | Working |  |  |  | 11/11/2024 | 13/3/2025 | 4/4/2025 | 4/8/2025 | 4/12/2025 | 5/4/2026 | 5/8/2026 | 5/12/2026 | 2026-04-05 | 2025-12-04 | PPM-Mech&Plumb | 347
PPM-01092 | In-house PPM | MECHANICAL & PLUMBING | 4 months | 4 | 0 | SUBMERSIBLE PUMP | SUMP PUMP,(MB-1-46UG-0233),IRRIGATION PUMP ROOM-1,TECHNICAL ZONE,ZONE-1,SBJ | SBJ-Z1-IP1-SMP | IRRIGATION PUMP ROOM | 1 | DAB | DRENAG 900TNA | Working |  |  |  | 11/11/2024 | 13/3/2025 | 4/4/2025 | 4/8/2025 | 4/12/2025 | 5/4/2026 | 5/8/2026 | 5/12/2026 | 2026-04-05 | 2025-12-04 | PPM-Mech&Plumb | 348
PPM-01093 | In-house PPM | MECHANICAL & PLUMBING | 4 months | 4 | 0 | IRRIGATION AIR RELEASE VALVE | POTABLE AIR RELEASE-01,(MB-1-22GL-0355),MAIN ENTRANCE,ZONE-1,SBJ | SBJ-Z1-MG1-PLARV-0355 | VALVE CHABER | 1 |  |  | Working |  |  |  | 12/11/2024 | 14/3/2025 | 5/4/2025 | 5/8/2025 | 5/12/2025 | 6/4/2026 | 6/8/2026 | 6/12/2026 | 2026-04-06 | 2025-12-05 | PPM-Mech&Plumb | 349
PPM-01094 | In-house PPM | MECHANICAL & PLUMBING | 4 months | 4 | 0 | VALVE CHAMBER | VALVE CHAMBER (IDC/MOV-01),(MB-1-22UG-0254),ROAD 1,ZONE 1,SBJ | SBJ-Z1-R01-IDC-MOV-01 | VALVE CHABER | 1 | AUMA | VD00063-2-0.12 | Not Active |  |  |  | 12/11/2024 | 14/3/2025 | 5/4/2025 | 5/8/2025 | 5/12/2025 | 6/4/2026 | 6/8/2026 | 6/12/2026 | 2026-04-06 | 2025-12-05 | PPM-Mech&Plumb | 350
PPM-01095 | In-house PPM | MECHANICAL & PLUMBING | 4 months | 4 | 0 | VALVE CHAMBER | VALVE CHAMBER (IDC/MOV-02),(MB-1-22UG-0255),ROAD 1,ZONE 1,SBJ | SBJ-Z1-R01-IDC-MOV-02 | VALVE CHABER | 1 | AUMA |  | Not Active |  |  |  | 12/11/2024 | 14/3/2025 | 5/4/2025 | 5/8/2025 | 5/12/2025 | 6/4/2026 | 6/8/2026 | 6/12/2026 | 2026-04-06 | 2025-12-05 | PPM-Mech&Plumb | 351
PPM-01096 | In-house PPM | MECHANICAL & PLUMBING | 4 months | 4 | 0 | VALVE CHAMBER | VALVE CHAMBER (IDC/MOV-03),(MB-1-22UG-0256),ROAD 1,ZONE 1,SBJ | SBJ-Z1-R01-IDC-MOV-03 | VALVE CHABER | 1 | AUMA |  | Not Active |  |  |  | 12/11/2024 | 14/3/2025 | 5/4/2025 | 5/8/2025 | 5/12/2025 | 6/4/2026 | 6/8/2026 | 6/12/2026 | 2026-04-06 | 2025-12-05 | PPM-Mech&Plumb | 352
PPM-01097 | In-house PPM | MECHANICAL & PLUMBING | 4 months | 4 | 0 | VALVE CHAMBER | VALVE CHAMBER (IDC/MOV-04),(MB-1-22UG-0257),ROAD 1,ZONE 1,SBJ | SBJ-Z1-R01-IDC-MOV-04 | VALVE CHABER | 1 | AUMA |  | Not Active |  |  |  | 12/11/2024 | 14/3/2025 | 5/4/2025 | 5/8/2025 | 5/12/2025 | 6/4/2026 | 6/8/2026 | 6/12/2026 | 2026-04-06 | 2025-12-05 | PPM-Mech&Plumb | 353
PPM-01098 | In-house PPM | MECHANICAL & PLUMBING | 4 months | 4 | 0 | VALVE CHAMBER | VALVE CHAMBER (IDC/MOV-05),(MB-1-22UG-0258),ROAD 1,ZONE 1,SBJ | SBJ-Z1-R01-IDC-MOV-05 | VALVE CHABER | 1 | AUMA |  | Not Active |  |  |  | 12/11/2024 | 14/3/2025 | 5/4/2025 | 5/8/2025 | 5/12/2025 | 6/4/2026 | 6/8/2026 | 6/12/2026 | 2026-04-06 | 2025-12-05 | PPM-Mech&Plumb | 354
PPM-01099 | In-house PPM | MECHANICAL & PLUMBING | 4 months | 4 | 0 | VALVE CHAMBER | VALVE CHAMBER (IDC/MOV-06),(MB-1-22UG-0259),ROAD 1,ZONE 1,SBJ | SBJ-Z1-R01-IDC-MOV-06 | VALVE CHABER | 1 | AUMA |  | Not Active |  |  |  | 13/11/2024 | 15/3/2025 | 6/4/2025 | 6/8/2025 | 6/12/2025 | 7/4/2026 | 7/8/2026 | 7/12/2026 | 2026-04-07 | 2025-12-06 | PPM-Mech&Plumb | 355
PPM-01100 | In-house PPM | MECHANICAL & PLUMBING | 4 months | 4 | 0 | VALVE CHAMBER | VALVE CHAMBER (IDC/MOV-07),(MB-1-22UG-0260),ROAD 1,ZONE 1,SBJ | SBJ-Z1-R01-IDC-MOV-07 | VALVE CHABER | 1 | AUMA |  | Not Active |  |  |  | 13/11/2024 | 15/3/2025 | 6/4/2025 | 6/8/2025 | 6/12/2025 | 7/4/2026 | 7/8/2026 | 7/12/2026 | 2026-04-07 | 2025-12-06 | PPM-Mech&Plumb | 356
PPM-01101 | In-house PPM | MECHANICAL & PLUMBING | 4 months | 4 | 0 | VALVE CHAMBER | VALVE CHAMBER (IDC/MOV-08),(MB-1-22UG-0261),ROAD 1,ZONE 1,SBJ | SBJ-Z1-R01-IDC-MOV-08 | VALVE CHABER | 1 | AUMA |  | Not Active |  |  |  | 13/11/2024 | 15/3/2025 | 6/4/2025 | 6/8/2025 | 6/12/2025 | 7/4/2026 | 7/8/2026 | 7/12/2026 | 2026-04-07 | 2025-12-06 | PPM-Mech&Plumb | 357
PPM-01102 | In-house PPM | MECHANICAL & PLUMBING | 4 months | 4 | 0 | VALVE CHAMBER | VALVE CHAMBER (IDC/MOV-09),(MB-1-22UG-0262),ROAD 1,ZONE 1,SBJ | SBJ-Z1-R01-IDC-MOV-09 | VALVE CHABER | 1 | AUMA |  | Not Active |  |  |  | 13/11/2024 | 15/3/2025 | 6/4/2025 | 6/8/2025 | 6/12/2025 | 7/4/2026 | 7/8/2026 | 7/12/2026 | 2026-04-07 | 2025-12-06 | PPM-Mech&Plumb | 358
PPM-01103 | In-house PPM | MECHANICAL & PLUMBING | 4 months | 4 | 0 | VALVE CHAMBER | VALVE CHAMBER (IDC/MOV-10),(MB-1-22UG-0263),ROAD 1,ZONE 1,SBJ | SBJ-Z1-R01-IDC-MOV-10 | VALVE CHABER | 1 | AUMA |  | Not Active |  |  |  | 13/11/2024 | 15/3/2025 | 6/4/2025 | 6/8/2025 | 6/12/2025 | 7/4/2026 | 7/8/2026 | 7/12/2026 | 2026-04-07 | 2025-12-06 | PPM-Mech&Plumb | 359
PPM-01104 | In-house PPM | MECHANICAL & PLUMBING | 4 months | 4 | 0 | VALVE CHAMBER | VALVE CHAMBER (IDC/MOV-11),(MB-1-22UG-0264),ROAD 1,ZONE 1,SBJ | SBJ-Z1-R01-IDC-MOV-11 | VALVE CHABER | 1 | AUMA |  | Not Active |  |  |  | 13/11/2024 | 15/3/2025 | 6/4/2025 | 6/8/2025 | 6/12/2025 | 7/4/2026 | 7/8/2026 | 7/12/2026 | 2026-04-07 | 2025-12-06 | PPM-Mech&Plumb | 360
PPM-01105 | In-house PPM | MECHANICAL & PLUMBING | 4 months | 4 | 0 | VALVE CHAMBER | VALVE CHAMBER (IDC/MOV-12),(MB-1-22UG-0265),ROAD 1,ZONE 1,SBJ | SBJ-Z1-R01-IDC-MOV-12 | VALVE CHABER | 1 | AUMA |  | Not Active |  |  |  | 13/11/2024 | 15/3/2025 | 6/4/2025 | 6/8/2025 | 6/12/2025 | 7/4/2026 | 7/8/2026 | 7/12/2026 | 2026-04-07 | 2025-12-06 | PPM-Mech&Plumb | 361
PPM-01106 | In-house PPM | MECHANICAL & PLUMBING | 4 months | 4 | 0 | VALVE CHAMBER | VALVE CHAMBER (IDC/MOV-13),(MB-1-22UG-0266),ROAD 1,ZONE 1,SBJ | SBJ-Z1-R01-IDC-MOV-13 | VALVE CHABER | 1 | AUMA |  | Not Active |  |  |  | 14/11/2024 | 16/3/2025 | 7/4/2025 | 7/8/2025 | 7/12/2025 | 8/4/2026 | 8/8/2026 | 8/12/2026 | 2026-04-08 | 2025-12-07 | PPM-Mech&Plumb | 362
PPM-01107 | In-house PPM | MECHANICAL & PLUMBING | 4 months | 4 | 0 | VALVE CHAMBER | VALVE CHAMBER (IDC/MOV-14),(MB-1-22UG-0267),ROAD 1,ZONE 1,SBJ | SBJ-Z1-R01-IDC-MOV-14 | VALVE CHABER | 1 | AUMA |  | Not Active |  |  |  | 14/11/2024 | 16/3/2025 | 7/4/2025 | 7/8/2025 | 7/12/2025 | 8/4/2026 | 8/8/2026 | 8/12/2026 | 2026-04-08 | 2025-12-07 | PPM-Mech&Plumb | 363
PPM-01108 | In-house PPM | MECHANICAL & PLUMBING | 4 months | 4 | 0 | VALVE CHAMBER | VALVE CHAMBER (IDC/MOV-15),(MB-1-22UG-0268),ROAD 1,ZONE 1,SBJ | SBJ-Z1-R01-IDC-MOV-15 | VALVE CHABER | 1 | AUMA |  | Not Active |  |  |  | 14/11/2024 | 16/3/2025 | 7/4/2025 | 7/8/2025 | 7/12/2025 | 8/4/2026 | 8/8/2026 | 8/12/2026 | 2026-04-08 | 2025-12-07 | PPM-Mech&Plumb | 364
PPM-01109 | In-house PPM | MECHANICAL & PLUMBING | 4 months | 4 | 0 | VALVE CHAMBER | VALVE CHAMBER (IDC/MOV-16),(MB-1-22UG-0269),ROAD 1,ZONE 1,SBJ | SBJ-Z1-R01-IDC-MOV-16 | VALVE CHABER | 1 | AUMA |  | Not Active |  |  |  | 14/11/2024 | 16/3/2025 | 7/4/2025 | 7/8/2025 | 7/12/2025 | 8/4/2026 | 8/8/2026 | 8/12/2026 | 2026-04-08 | 2025-12-07 | PPM-Mech&Plumb | 365
PPM-01110 | In-house PPM | MECHANICAL & PLUMBING | 4 months | 4 | 0 | VALVE CHAMBER | VALVE CHAMBER (IDC/MOV-17),(MB-1-22UG-0270),ROAD 1,ZONE 1,SBJ | SBJ-Z1-R01-IDC-MOV-17 | VALVE CHABER | 1 | AUMA |  | Not Active |  |  |  | 14/11/2024 | 16/3/2025 | 7/4/2025 | 7/8/2025 | 7/12/2025 | 8/4/2026 | 8/8/2026 | 8/12/2026 | 2026-04-08 | 2025-12-07 | PPM-Mech&Plumb | 366
PPM-01111 | In-house PPM | MECHANICAL & PLUMBING | 4 months | 4 | 0 | VALVE CHAMBER | VALVE CHAMBER (IDC/MOV-18),(MB-1-22UG-0271),ROAD 1,ZONE 1,SBJ | SBJ-Z1-R01-IDC-MOV-18 | VALVE CHABER | 1 | AUMA |  | Not Active |  |  |  | 14/11/2024 | 16/3/2025 | 7/4/2025 | 7/8/2025 | 7/12/2025 | 8/4/2026 | 8/8/2026 | 8/12/2026 | 2026-04-08 | 2025-12-07 | PPM-Mech&Plumb | 367
PPM-01112 | In-house PPM | MECHANICAL & PLUMBING | 4 months | 4 | 0 | VALVE CHAMBER | VALVE CHAMBER (IDC/MOV-19),(MB-1-22UG-0272),ROAD 1,ZONE 1,SBJ | SBJ-Z1-R01-IDC-MOV-19 | VALVE CHABER | 1 | AUMA |  | Not Active |  |  |  | 14/11/2024 | 16/3/2025 | 7/4/2025 | 7/8/2025 | 7/12/2025 | 8/4/2026 | 8/8/2026 | 8/12/2026 | 2026-04-08 | 2025-12-07 | PPM-Mech&Plumb | 368
PPM-01113 | In-house PPM | MECHANICAL & PLUMBING | 4 months | 4 | 0 | VALVE CHAMBER | VALVE CHAMBER (IDC/MOV-20),(MB-1-22UG-0273),ROAD 1,ZONE 1,SBJ | SBJ-Z1-R01-IDC-MOV-20 | VALVE CHABER | 1 | AUMA |  | Not Active |  |  |  | 16/11/2024 | 18/3/2025 | 9/4/2025 | 9/8/2025 | 9/12/2025 | 10/4/2026 | 10/8/2026 | 10/12/2026 | 2026-04-10 | 2025-12-09 | PPM-Mech&Plumb | 369
PPM-01114 | In-house PPM | MECHANICAL & PLUMBING | 4 months | 4 | 0 | GATE VALVE | GATE VALVE,(MB-1-22UG-0493),ROAD-1,ZONE-1,SBJ | SBJ-Z1-R01-GV | GATE VALVE | 1 |  |  | Working |  |  |  | 16/11/2024 | 18/3/2025 | 9/4/2025 | 9/8/2025 | 9/12/2025 | 10/4/2026 | 10/8/2026 | 10/12/2026 | 2026-04-10 | 2025-12-09 | PPM-Mech&Plumb | 370
PPM-01115 | In-house PPM | MECHANICAL & PLUMBING | 4 months | 4 | 0 | IRRIGATION AIR RELEASE VALVE | IRRIGATION AIR RELEASE VALVE-01,(MB-1-22UG-0335),ROAD 01,ZONE-1,SBJ | SBJ-Z1-R01-PLARV-0335 | IRRIGATION AIR RELEASE VALVE | 1 |  |  | Working |  |  |  | 16/11/2024 | 18/3/2025 | 9/4/2025 | 9/8/2025 | 9/12/2025 | 10/4/2026 | 10/8/2026 | 10/12/2026 | 2026-04-10 | 2025-12-09 | PPM-Mech&Plumb | 371
PPM-01116 | In-house PPM | MECHANICAL & PLUMBING | 4 months | 4 | 0 | IRRIGATION AIR RELEASE VALVE | IRRIGATION AIR RELEASE VALVE-02,(MB-1-22UG-0336),ROAD 01 NEAR STAFF ACCOMM.,ZONE-1,SBJ | SBJ-Z1-R01-PLARV-0336 | IRRIGATION AIR RELEASE VALVE | 1 |  |  | Working |  |  |  | 16/11/2024 | 18/3/2025 | 9/4/2025 | 9/8/2025 | 9/12/2025 | 10/4/2026 | 10/8/2026 | 10/12/2026 | 2026-04-10 | 2025-12-09 | PPM-Mech&Plumb | 372
PPM-01117 | In-house PPM | MECHANICAL & PLUMBING | 4 months | 4 | 0 | IRRIGATION AIR RELEASE VALVE | IRRIGATION AIR RELEASE VALVE-03,(MB-1-22UG-0337),ROAD 01 NEAR STAFF ACCOMM.,ZONE-1,SBJ | SBJ-Z1-R01-PLARV-0337 | IRRIGATION AIR RELEASE VALVE | 1 |  |  | Working |  |  |  | 16/11/2024 | 18/3/2025 | 9/4/2025 | 9/8/2025 | 9/12/2025 | 10/4/2026 | 10/8/2026 | 10/12/2026 | 2026-04-10 | 2025-12-09 | PPM-Mech&Plumb | 373
PPM-01118 | In-house PPM | MECHANICAL & PLUMBING | 4 months | 4 | 0 | PRESSURE REDUCING VALVE | IRRIGATION PRV -01,(MB-1-42GL-0247),ROAD-1,ZONE-1,SBJ | SBJ-Z1-R01-PLPRV-0247 | PRESSURE RELEASE VALVE | 1 | ACMO | M-100 DN-125 | Working |  |  |  | 16/11/2024 | 18/3/2025 | 9/4/2025 | 9/8/2025 | 9/12/2025 | 10/4/2026 | 10/8/2026 | 10/12/2026 | 2026-04-10 | 2025-12-09 | PPM-Mech&Plumb | 374
PPM-01119 | In-house PPM | MECHANICAL & PLUMBING | 4 months | 4 | 0 | VALVE CHAMBER | VALVE CHAMBER (IDC/MOV-27),(MB-1-25UG-0280),ROAD 3,ZONE 1,SBJ | SBJ-Z1-R03-PLVC-0280 | VALVE CHAMBER | 1 | AUMA |  | Not Active |  |  |  | 16/11/2024 | 18/3/2025 | 9/4/2025 | 9/8/2025 | 9/12/2025 | 10/4/2026 | 10/8/2026 | 10/12/2026 | 2026-04-10 | 2025-12-09 | PPM-Mech&Plumb | 375
PPM-01120 | In-house PPM | MECHANICAL & PLUMBING | 4 months | 4 | 0 | VALVE CHAMBER | VALVE CHAMBER (IDC/MOV-28),(MB-1-25UG-0281),ROAD 3,ZONE 1,SBJ | SBJ-Z1-R03-PLVC-0281 | VALVE CHAMBER | 1 | AUMA |  | Not Active |  |  |  | 16/11/2024 | 18/3/2025 | 9/4/2025 | 9/8/2025 | 9/12/2025 | 10/4/2026 | 10/8/2026 | 10/12/2026 | 2026-04-10 | 2025-12-09 | PPM-Mech&Plumb | 376
PPM-01121 | In-house PPM | MECHANICAL & PLUMBING | 4 months | 4 | 0 | VALVE CHAMBER | VALVE CHAMBER (IDC/MOV-29),(MB-1-25UG-0282),ROAD 3,ZONE 1,SBJ | SBJ-Z1-R03-PLVC-0282 | VALVE CHAMBER | 1 | AUMA |  | Not Active |  |  |  | 17/11/2024 | 19/3/2025 | 10/4/2025 | 10/8/2025 | 10/12/2025 | 11/4/2026 | 11/8/2026 | 11/12/2026 | 2026-04-11 | 2025-12-10 | PPM-Mech&Plumb | 377
PPM-01122 | In-house PPM | MECHANICAL & PLUMBING | 4 months | 4 | 0 | VALVE CHAMBER | VALVE CHAMBER (IDC/MOV-30),(MB-1-25UG-0283),ROAD 3,ZONE 1,SBJ | SBJ-Z1-R03-PLVC-0283 | VALVE CHAMBER | 1 | AUMA |  | Not Active |  |  |  | 17/11/2024 | 19/3/2025 | 10/4/2025 | 10/8/2025 | 10/12/2025 | 11/4/2026 | 11/8/2026 | 11/12/2026 | 2026-04-11 | 2025-12-10 | PPM-Mech&Plumb | 378
PPM-01123 | In-house PPM | MECHANICAL & PLUMBING | 4 months | 4 | 0 | VALVE CHAMBER | VALVE CHAMBER (IDC/MOV-31),(MB-1-25UG-0284),ROAD 3,ZONE 1,SBJ | SBJ-Z1-R03-PLVC-0284 | VALVE CHAMBER | 1 | AUMA |  | Not Active |  |  |  | 17/11/2024 | 19/3/2025 | 10/4/2025 | 10/8/2025 | 10/12/2025 | 11/4/2026 | 11/8/2026 | 11/12/2026 | 2026-04-11 | 2025-12-10 | PPM-Mech&Plumb | 379
PPM-01124 | In-house PPM | MECHANICAL & PLUMBING | 4 months | 4 | 0 | VALVE CHAMBER | VALVE CHAMBER (IDC/MOV-32),(MB-1-25UG-0285),ROAD 3,ZONE 1,SBJ | SBJ-Z1-R03-PLVC-0285 | VALVE CHAMBER | 1 | AUMA |  | Not Active |  |  |  | 17/11/2024 | 19/3/2025 | 10/4/2025 | 10/8/2025 | 10/12/2025 | 11/4/2026 | 11/8/2026 | 11/12/2026 | 2026-04-11 | 2025-12-10 | PPM-Mech&Plumb | 380
PPM-01125 | In-house PPM | MECHANICAL & PLUMBING | 4 months | 4 | 0 | VALVE CHAMBER | VALVE CHAMBER (IDC/MOV-33),(MB-1-25UG-0286),ROAD 3,ZONE 1,SBJ | SBJ-Z1-R03-PLVC-0286 | VALVE CHAMBER | 1 | AUMA |  | Not Active |  |  |  | 17/11/2024 | 19/3/2025 | 10/4/2025 | 10/8/2025 | 10/12/2025 | 11/4/2026 | 11/8/2026 | 11/12/2026 | 2026-04-11 | 2025-12-10 | PPM-Mech&Plumb | 381
PPM-01126 | In-house PPM | MECHANICAL & PLUMBING | 4 months | 4 | 0 | VALVE CHAMBER | VALVE CHAMBER (IDC/MOV-34),(MB-1-25UG-0287),ROAD 3,ZONE 1,SBJ | SBJ-Z1-R03-PLVC-0287 | VALVE CHAMBER | 1 | AUMA |  | Not Active |  |  |  | 17/11/2024 | 19/3/2025 | 10/4/2025 | 10/8/2025 | 10/12/2025 | 11/4/2026 | 11/8/2026 | 11/12/2026 | 2026-04-11 | 2025-12-10 | PPM-Mech&Plumb | 382
PPM-01127 | In-house PPM | MECHANICAL & PLUMBING | 4 months | 4 | 0 | VALVE CHAMBER | VALVE CHAMBER (IDC/MOV-35),(MB-1-26UG-0288),ROAD 4,ZONE 1,SBJ | SBJ-Z1-R04-PLVC-0288 | VALVE CHAMBER | 1 | AUMA |  | Not Active |  |  |  | 17/11/2024 | 19/3/2025 | 10/4/2025 | 10/8/2025 | 10/12/2025 | 11/4/2026 | 11/8/2026 | 11/12/2026 | 2026-04-11 | 2025-12-10 | PPM-Mech&Plumb | 383
PPM-01128 | In-house PPM | MECHANICAL & PLUMBING | 4 months | 4 | 0 | VALVE CHAMBER | VALVE CHAMBER (IDC/MOV-36),(MB-1-26UG-0289),ROAD 4,ZONE 1,SBJ | SBJ-Z1-R04-PLVC-0289 | VALVE CHAMBER | 1 | AUMA |  | Not Active |  |  |  | 17/11/2024 | 19/3/2025 | 10/4/2025 | 10/8/2025 | 10/12/2025 | 11/4/2026 | 11/8/2026 | 11/12/2026 | 2026-04-11 | 2025-12-10 | PPM-Mech&Plumb | 384
PPM-01129 | In-house PPM | MECHANICAL & PLUMBING | 4 months | 4 | 0 | VALVE CHAMBER | VALVE CHAMBER (IDC/MOV-37),(MB-1-26UG-0290),ROAD 4,ZONE 1,SBJ | SBJ-Z1-R04-PLVC-0290 | VALVE CHAMBER | 1 | AUMA |  | Not Active |  |  |  | 17/11/2024 | 19/3/2025 | 10/4/2025 | 10/8/2025 | 10/12/2025 | 11/4/2026 | 11/8/2026 | 11/12/2026 | 2026-04-11 | 2025-12-10 | PPM-Mech&Plumb | 385
PPM-01130 | In-house PPM | MECHANICAL & PLUMBING | 4 months | 4 | 0 | GATE VALVE | GATE VALVE,(MB-1-25UG-0491),ROAD-3,ZONE-1,SBJ | SBJ-Z1-R03-GV | GATE VALVE | 1 |  |  | Working |  |  |  | 18/11/2024 | 20/3/2025 | 11/4/2025 | 11/8/2025 | 11/12/2025 | 12/4/2026 | 12/8/2026 | 12/12/2026 | 2026-04-12 | 2025-12-11 | PPM-Mech&Plumb | 386
PPM-01131 | In-house PPM | MECHANICAL & PLUMBING | 4 months | 4 | 0 | GATE VALVE | GATE VALVE,(MB-1-26UG-0490),ROAD-4,ZONE-1,SBJ | SBJ-Z1-R04-GV | GATE VALVE | 1 |  |  | Working |  |  |  | 18/11/2024 | 20/3/2025 | 11/4/2025 | 11/8/2025 | 11/12/2025 | 12/4/2026 | 12/8/2026 | 12/12/2026 | 2026-04-12 | 2025-12-11 | PPM-Mech&Plumb | 387
PPM-01132 | In-house PPM | MECHANICAL & PLUMBING | 4 months | 4 | 0 | IRRIGATION AIR RELEASE VALVE | IRRIGATION AIR RELEASE VALVE-06,(MB-1-26UG-0340),ROAD 04,ZONE-1,SBJ | SBJ-Z1-R04-PLARV-0340 | IRRIGATION AIR RELEASE VALVE | 1 |  |  | Working |  |  |  | 18/11/2024 | 20/3/2025 | 11/4/2025 | 11/8/2025 | 11/12/2025 | 12/4/2026 | 12/8/2026 | 12/12/2026 | 2026-04-12 | 2025-12-11 | PPM-Mech&Plumb | 388
PPM-01133 | In-house PPM | MECHANICAL & PLUMBING | 4 months | 4 | 0 | GATE VALVE | GATE VALVE,(MB-1-27UG-0489),ROAD-5,ZONE-1,SBJ | SBJ-Z1-R05-GV | GATE VALVE | 1 |  |  | Working |  |  |  | 18/11/2024 | 20/3/2025 | 11/4/2025 | 11/8/2025 | 11/12/2025 | 12/4/2026 | 12/8/2026 | 12/12/2026 | 2026-04-12 | 2025-12-11 | PPM-Mech&Plumb | 389
PPM-01134 | In-house PPM | MECHANICAL & PLUMBING | 4 months | 4 | 0 | VALVE CHAMBER | VALVE CHAMBER (IDC/MOV-38),(MB-1-27UG-0291),ROAD 5,ZONE 1,SBJ | SBJ-Z1-R05-PLVC-0291 | VALVE CHAMBER | 1 | AUMA |  | Not Active |  |  |  | 18/11/2024 | 20/3/2025 | 11/4/2025 | 11/8/2025 | 11/12/2025 | 12/4/2026 | 12/8/2026 | 12/12/2026 | 2026-04-12 | 2025-12-11 | PPM-Mech&Plumb | 390
PPM-01135 | In-house PPM | MECHANICAL & PLUMBING | 4 months | 4 | 0 | VALVE CHAMBER | VALVE CHAMBER (IDC/MOV-39),(MB-1-27UG-0292),ROAD 5,ZONE 1,SBJ | SBJ-Z1-R05-PLVC-0292 | VALVE CHAMBER | 1 | AUMA |  | Not Active |  |  |  | 18/11/2024 | 20/3/2025 | 11/4/2025 | 11/8/2025 | 11/12/2025 | 12/4/2026 | 12/8/2026 | 12/12/2026 | 2026-04-12 | 2025-12-11 | PPM-Mech&Plumb | 391
PPM-01136 | In-house PPM | MECHANICAL & PLUMBING | 4 months | 4 | 0 | VALVE CHAMBER | VALVE CHAMBER (IDC/MOV-40),(MB-1-27UG-0293),ROAD 5,ZONE 1,SBJ | SBJ-Z1-R05-PLVC-0293 | VALVE CHAMBER | 1 | AUMA |  | Not Active |  |  |  | 18/11/2024 | 20/3/2025 | 11/4/2025 | 11/8/2025 | 11/12/2025 | 12/4/2026 | 12/8/2026 | 12/12/2026 | 2026-04-12 | 2025-12-11 | PPM-Mech&Plumb | 392
PPM-01137 | In-house PPM | MECHANICAL & PLUMBING | 4 months | 4 | 0 | IRRIGATION AIR RELEASE VALVE | IRRIGATION AIR RELEASE VALVE-07,(MB-1-27UG-0341),ROAD 05,ZONE-1,SBJ | SBJ-Z1-R05-PLARV-0341 | IRRIGATION AIR RELEASE VALVE | 1 |  |  | Working |  |  |  | 18/11/2024 | 20/3/2025 | 11/4/2025 | 11/8/2025 | 11/12/2025 | 12/4/2026 | 12/8/2026 | 12/12/2026 | 2026-04-12 | 2025-12-11 | PPM-Mech&Plumb | 393
PPM-01138 | In-house PPM | MECHANICAL & PLUMBING | 4 months | 4 | 0 | IRRIGATION AIR RELEASE VALVE | IRRIGATION AIR RELEASE VALVE-08,(MB-1-27UG-0342),ROAD 05,ZONE-1,SBJ | SBJ-Z1-R05-PLARV-0342 | IRRIGATION AIR RELEASE VALVE | 1 |  |  | Working |  |  |  | 19/11/2024 | 21/3/2025 | 12/4/2025 | 12/8/2025 | 12/12/2025 | 13/4/2026 | 13/8/2026 | 13/12/2026 | 2026-04-13 | 2025-12-12 | PPM-Mech&Plumb | 394
PPM-01139 | In-house PPM | MECHANICAL & PLUMBING | 4 months | 4 | 0 | VALVE CHAMBER | VALVE CHAMBER (IDC/MOV-67),(MB-1-46UG-0320),TECHNICAL ZONE,ROAD 17,ZONE 1 | SBJ-Z1-R17-PLVC-0320 | VALVE CHAMBER | 1 | AUMA |  | Not Active |  |  |  | 19/11/2024 | 21/3/2025 | 12/4/2025 | 12/8/2025 | 12/12/2025 | 13/4/2026 | 13/8/2026 | 13/12/2026 | 2026-04-13 | 2025-12-12 | PPM-Mech&Plumb | 395
PPM-01140 | In-house PPM | MECHANICAL & PLUMBING | 4 months | 4 | 0 | VALVE CHAMBER | VALVE CHAMBER (IDC/MOV-68),(MB-1-46UG-0321),TECHNICAL ZONE,ROAD 17,ZONE 1 | SBJ-Z1-R17-PLVC-0321 | VALVE CHAMBER | 1 | AUMA |  | Not Active |  |  |  | 19/11/2024 | 21/3/2025 | 12/4/2025 | 12/8/2025 | 12/12/2025 | 13/4/2026 | 13/8/2026 | 13/12/2026 | 2026-04-13 | 2025-12-12 | PPM-Mech&Plumb | 396
PPM-01141 | In-house PPM | MECHANICAL & PLUMBING | 4 months | 4 | 0 | VALVE CHAMBER | VALVE CHAMBER (IDC/MOV-69),(MB-1-46UG-0322),TECHNICAL ZONE,ROAD 17,ZONE 1 | SBJ-Z1-R17-PLVC-0322 | VALVE CHAMBER | 1 | AUMA |  | Not Active |  |  |  | 19/11/2024 | 21/3/2025 | 12/4/2025 | 12/8/2025 | 12/12/2025 | 13/4/2026 | 13/8/2026 | 13/12/2026 | 2026-04-13 | 2025-12-12 | PPM-Mech&Plumb | 397
PPM-01142 | In-house PPM | MECHANICAL & PLUMBING | 4 months | 4 | 0 | VALVE CHAMBER | VALVE CHAMBER (IDC/MOV-70),(MB-1-46UG-0323),TECHNICAL ZONE,ROAD 17,ZONE 1 | SBJ-Z1-R17-PLVC-0323 | VALVE CHAMBER | 1 | AUMA |  | Not Active |  |  |  | 19/11/2024 | 21/3/2025 | 12/4/2025 | 12/8/2025 | 12/12/2025 | 13/4/2026 | 13/8/2026 | 13/12/2026 | 2026-04-13 | 2025-12-12 | PPM-Mech&Plumb | 398
PPM-01143 | In-house PPM | MECHANICAL & PLUMBING | 4 months | 4 | 0 | VALVE CHAMBER | VALVE CHAMBER (IDC/MOV-71),(MB-1-46UG-0324),TECHNICAL ZONE,ROAD 17,ZONE 1 | SBJ-Z1-R17-PLVC-0324 | VALVE CHAMBER | 1 | AUMA |  | Not Active |  |  |  | 19/11/2024 | 21/3/2025 | 12/4/2025 | 12/8/2025 | 12/12/2025 | 13/4/2026 | 13/8/2026 | 13/12/2026 | 2026-04-13 | 2025-12-12 | PPM-Mech&Plumb | 399
PPM-01144 | In-house PPM | MECHANICAL & PLUMBING | 4 months | 4 | 0 | VALVE CHAMBER | VALVE CHAMBER (IDC/MOV-72),(MB-1-46UG-0325),TECHNICAL ZONE,ROAD 17,ZONE 1 | SBJ-Z1-R17-PLVC-0325 | VALVE CHAMBER | 1 | AUMA |  | Not Active |  |  |  | 19/11/2024 | 21/3/2025 | 12/4/2025 | 12/8/2025 | 12/12/2025 | 13/4/2026 | 13/8/2026 | 13/12/2026 | 2026-04-13 | 2025-12-12 | PPM-Mech&Plumb | 400
PPM-01145 | In-house PPM | MECHANICAL & PLUMBING | 4 months | 4 | 0 | VALVE CHAMBER | VALVE CHAMBER (IDC/MOV-73),(MB-1-46UG-0326),TECHNICAL ZONE,ROAD 17,ZONE 1 | SBJ-Z1-R17-PLVC-0326 | VALVE CHAMBER | 1 | AUMA |  | Not Active |  |  |  | 19/11/2024 | 21/3/2025 | 12/4/2025 | 12/8/2025 | 12/12/2025 | 13/4/2026 | 13/8/2026 | 13/12/2026 | 2026-04-13 | 2025-12-12 | PPM-Mech&Plumb | 401
PPM-01146 | In-house PPM | MECHANICAL & PLUMBING | 4 months | 4 | 0 | VALVE CHAMBER | VALVE CHAMBER (IDC/MOV-74),(MB-1-46UG-0327),TECHNICAL ZONE,ROAD 17,ZONE 1 | SBJ-Z1-R17-PLVC-0327 | VALVE CHAMBER | 1 | AUMA |  | Not Active |  |  |  | 19/11/2024 | 21/3/2025 | 12/4/2025 | 12/8/2025 | 12/12/2025 | 13/4/2026 | 13/8/2026 | 13/12/2026 | 2026-04-13 | 2025-12-12 | PPM-Mech&Plumb | 402
PPM-01147 | In-house PPM | MECHANICAL & PLUMBING | 4 months | 4 | 0 | VALVE CHAMBER | VALVE CHAMBER (IDC/MOV-75),(MB-1-46UG-0328),TECHNICAL ZONE,ROAD 17,ZONE 1 | SBJ-Z1-R17-PLVC-0328 | VALVE CHAMBER | 1 | AUMA |  | Not Active |  |  |  | 20/11/2024 | 22/3/2025 | 13/4/2025 | 13/8/2025 | 13/12/2025 | 14/4/2026 | 14/8/2026 | 14/12/2026 | 2026-04-14 | 2025-12-13 | PPM-Mech&Plumb | 403
PPM-01148 | In-house PPM | MECHANICAL & PLUMBING | 4 months | 4 | 0 | VALVE CHAMBER | VALVE CHAMBER (IDC/MOV-76),(MB-1-46UG-0329),TECHNICAL ZONE,ROAD 17,ZONE 1 | SBJ-Z1-R17-PLVC-0329 | VALVE CHAMBER | 1 | AUMA |  | Not Active |  |  |  | 20/11/2024 | 22/3/2025 | 13/4/2025 | 13/8/2025 | 13/12/2025 | 14/4/2026 | 14/8/2026 | 14/12/2026 | 2026-04-14 | 2025-12-13 | PPM-Mech&Plumb | 404
PPM-01149 | In-house PPM | MECHANICAL & PLUMBING | 4 months | 4 | 0 | VALVE CHAMBER | VALVE CHAMBER (IDC/MOV-77),(MB-1-46UG-0330),TECHNICAL ZONE,ROAD 17,ZONE 1 | SBJ-Z1-R17-PLVC-0330 | VALVE CHAMBER | 1 | AUMA |  | Not Active |  |  |  | 20/11/2024 | 22/3/2025 | 13/4/2025 | 13/8/2025 | 13/12/2025 | 14/4/2026 | 14/8/2026 | 14/12/2026 | 2026-04-14 | 2025-12-13 | PPM-Mech&Plumb | 405
PPM-01150 | In-house PPM | MECHANICAL & PLUMBING | 4 months | 4 | 0 | IRRIGATION AIR RELEASE VALVE | IRRIGATION AIR RELEASE VALVE-17,(MB-1-46UG-0351),ROAD 17 JABAL,TECHNICAL ZONE,ZONE-1,SBJ | SBJ-Z1-R17-PLARV-0351 | IRRIGATION AIR RELEASE VALVE | 1 |  |  | Working |  |  |  | 20/11/2024 | 22/3/2025 | 13/4/2025 | 13/8/2025 | 13/12/2025 | 14/4/2026 | 14/8/2026 | 14/12/2026 | 2026-04-14 | 2025-12-13 | PPM-Mech&Plumb | 406
PPM-01151 | In-house PPM | MECHANICAL & PLUMBING | 4 months | 4 | 0 | IRRIGATION AIR RELEASE VALVE | IRRIGATION AIR RELEASE VALVE-18,(MB-1-46UG-0352),ROAD 17 FENCING,TECHNICAL ZONE,ZONE-1,SBJ | SBJ-Z1-R17-PLARV-0352 | IRRIGATION AIR RELEASE VALVE | 1 |  |  | Working |  |  |  | 20/11/2024 | 22/3/2025 | 13/4/2025 | 13/8/2025 | 13/12/2025 | 14/4/2026 | 14/8/2026 | 14/12/2026 | 2026-04-14 | 2025-12-13 | PPM-Mech&Plumb | 407
PPM-01152 | In-house PPM | MECHANICAL & PLUMBING | 4 months | 4 | 0 | IRRIGATION AIR RELEASE VALVE | IRRIGATION AIR RELEASE VALVE-19,(MB-1-46UG-0353),ROAD 17 FENCING,TECHNICAL ZONE,ZONE-1,SBJ | SBJ-Z1-R17-PLARV-0353 | IRRIGATION AIR RELEASE VALVE | 1 |  |  | Working |  |  |  | 20/11/2024 | 22/3/2025 | 13/4/2025 | 13/8/2025 | 13/12/2025 | 14/4/2026 | 14/8/2026 | 14/12/2026 | 2026-04-14 | 2025-12-13 | PPM-Mech&Plumb | 408
PPM-01153 | In-house PPM | MECHANICAL & PLUMBING | 4 months | 4 | 0 | IRRIGATION AIR RELEASE VALVE | IRRIGATION AIR RELEASE VALVE-20,(MB-1-46UG-0354),ROAD 17 FENCING,TECHNICAL ZONE,ZONE-1,SBJ | SBJ-Z1-R17-PLARV-0354 | IRRIGATION AIR RELEASE VALVE | 1 |  |  | Working |  |  |  | 20/11/2024 | 22/3/2025 | 13/4/2025 | 13/8/2025 | 13/12/2025 | 14/4/2026 | 14/8/2026 | 14/12/2026 | 2026-04-14 | 2025-12-13 | PPM-Mech&Plumb | 409
PPM-01154 | In-house PPM | MECHANICAL & PLUMBING | 4 months | 4 | 0 | PRESSURE REDUCING VALVE | POTABLE WATER PRV -01,(MB-1-46GL-0250),ROAD 17,TECHNICAL ZONE,ZONE-1,SBJ | SBJ-Z1-R17-PLPRV-0250 | PRESSURE RELEASE VALVE | 1 | ACMO | M-100 DN-250 | Working |  |  |  | 20/11/2024 | 22/3/2025 | 13/4/2025 | 13/8/2025 | 13/12/2025 | 14/4/2026 | 14/8/2026 | 14/12/2026 | 2026-04-14 | 2025-12-13 | PPM-Mech&Plumb | 410
PPM-01155 | In-house PPM | MECHANICAL & PLUMBING | 4 months | 4 | 0 | IRRIGATION PUMP | IRRIGATION PUMP-1,(MB-1-46UG-0231),ROAD 17,TECHNICAL ZONE,ZONE-1,SBJ | SBJ-Z1-R17-IP1 | IRRIGATION PUMP | 1 | GOULDS | 92SV05/2AG370T/D | Working |  |  |  | 20/11/2024 | 22/3/2025 | 13/4/2025 | 13/8/2025 | 13/12/2025 | 14/4/2026 | 14/8/2026 | 14/12/2026 | 2026-04-14 | 2025-12-13 | PPM-Mech&Plumb | 411
PPM-01156 | In-house PPM | MECHANICAL & PLUMBING | 4 months | 4 | 0 | IRRIGATION PUMP | IRRIGATION PUMP-2,(MB-1-46UG-0232),ROAD 17,TECHNICAL ZONE,ZONE-1,SBJ | SBJ-Z1-R17-IP2 | IRRIGATION PUMP | 1 | GOULDS | 92SV05/2AG370T/D | Working |  |  |  | 20/11/2024 | 22/3/2025 | 13/4/2025 | 13/8/2025 | 13/12/2025 | 14/4/2026 | 14/8/2026 | 14/12/2026 | 2026-04-14 | 2025-12-13 | PPM-Mech&Plumb | 412
PPM-01157 | In-house PPM | MECHANICAL & PLUMBING | 4 months | 4 | 0 | VALVE CHAMBER | VALVE CHAMBER (IDC/MOV-21),(MB-2-23UG-0274),ROAD 2,ZONE 2,SBJ | SBJ-Z2-R02-PLVC-0274 | VALVE CHAMBER | 1 | AUMA |  | Not Active |  |  |  | 21/11/2024 | 23/3/2025 | 14/4/2025 | 14/8/2025 | 14/12/2025 | 15/4/2026 | 15/8/2026 | 15/12/2026 | 2026-04-15 | 2025-12-14 | PPM-Mech&Plumb | 413
PPM-01158 | In-house PPM | MECHANICAL & PLUMBING | 4 months | 4 | 0 | VALVE CHAMBER | VALVE CHAMBER (IDC/MOV-22),(MB-2-23UG-0275),ROAD 2,ZONE 2,SBJ | SBJ-Z2-R02-PLVC-0275 | VALVE CHAMBER | 1 | AUMA |  | Not Active |  |  |  | 21/11/2024 | 23/3/2025 | 14/4/2025 | 14/8/2025 | 14/12/2025 | 15/4/2026 | 15/8/2026 | 15/12/2026 | 2026-04-15 | 2025-12-14 | PPM-Mech&Plumb | 414
PPM-01159 | In-house PPM | MECHANICAL & PLUMBING | 4 months | 4 | 0 | VALVE CHAMBER | VALVE CHAMBER (IDC/MOV-23),(MB-2-23UG-0276),ROAD 2,ZONE 2,SBJ | SBJ-Z2-R02-PLVC-0276 | VALVE CHAMBER | 1 | AUMA |  | Not Active |  |  |  | 21/11/2024 | 23/3/2025 | 14/4/2025 | 14/8/2025 | 14/12/2025 | 15/4/2026 | 15/8/2026 | 15/12/2026 | 2026-04-15 | 2025-12-14 | PPM-Mech&Plumb | 415
PPM-01160 | In-house PPM | MECHANICAL & PLUMBING | 4 months | 4 | 0 | VALVE CHAMBER | VALVE CHAMBER (IDC/MOV-24),(MB-2-23UG-0277),ROAD 2,ZONE 2,SBJ | SBJ-Z2-R02-PLVC-0277 | VALVE CHAMBER | 1 | AUMA |  | Not Active |  |  |  | 21/11/2024 | 23/3/2025 | 14/4/2025 | 14/8/2025 | 14/12/2025 | 15/4/2026 | 15/8/2026 | 15/12/2026 | 2026-04-15 | 2025-12-14 | PPM-Mech&Plumb | 416
PPM-01161 | In-house PPM | MECHANICAL & PLUMBING | 4 months | 4 | 0 | VALVE CHAMBER | VALVE CHAMBER (IDC/MOV-25),(MB-2-23UG-0278),ROAD 2,ZONE 2,SBJ | SBJ-Z2-R02-PLVC-0278 | VALVE CHAMBER | 1 | AUMA |  | Not Active |  |  |  | 21/11/2024 | 23/3/2025 | 14/4/2025 | 14/8/2025 | 14/12/2025 | 15/4/2026 | 15/8/2026 | 15/12/2026 | 2026-04-15 | 2025-12-14 | PPM-Mech&Plumb | 417
PPM-01162 | In-house PPM | MECHANICAL & PLUMBING | 4 months | 4 | 0 | IRRIGATION AIR RELEASE VALVE | IRRIGATION AIR RELEASE VALVE-04,(MB-2-23UG-0338),ROAD 02,ZONE-2,SBJ | SBJ-Z2-R02-PLARV-0338 | IRRIGATION AIR RELEASE VALVE | 1 |  |  | Working |  |  |  | 21/11/2024 | 23/3/2025 | 14/4/2025 | 14/8/2025 | 14/12/2025 | 15/4/2026 | 15/8/2026 | 15/12/2026 | 2026-04-15 | 2025-12-14 | PPM-Mech&Plumb | 418
PPM-01163 | In-house PPM | MECHANICAL & PLUMBING | 4 months | 4 | 0 | PRESSURE REDUCING VALVE | IRRIGATION PRV -02,(MB-2-57GL-0248),ROAD 04,ZONE-2,SBJ | SBJ-Z2-R04-PLPRV-0248 | PRESSURE RELEASE VALVE | 1 | ACMO | M-100 DN-150 | Working |  |  |  | 21/11/2024 | 23/3/2025 | 14/4/2025 | 14/8/2025 | 14/12/2025 | 15/4/2026 | 15/8/2026 | 15/12/2026 | 2026-04-15 | 2025-12-14 | PPM-Mech&Plumb | 419
PPM-01164 | In-house PPM | MECHANICAL & PLUMBING | 4 months | 4 | 0 | GATE VALVE | GATE VALVE,(MB-2-23UG-0492),ROAD-2,ZONE-2,SBJ | SBJ-Z2-R02-GV | GATE VALVE | 1 |  |  | Working |  |  |  | 21/11/2024 | 23/3/2025 | 14/4/2025 | 14/8/2025 | 14/12/2025 | 15/4/2026 | 15/8/2026 | 15/12/2026 | 2026-04-15 | 2025-12-14 | PPM-Mech&Plumb | 420
PPM-01165 | In-house PPM | MECHANICAL & PLUMBING | 4 months | 4 | 0 | IRRIGATION AIR RELEASE VALVE | IRRIGATION AIR RELEASE VALVE-09,(MB-2-28UG-0343),ROAD 06,ZONE-2,SBJ | SBJ-Z2-R06-PLARV-0343 | IRRIGATION AIR RELEASE VALVE | 1 |  |  | Working |  |  |  | 23/11/2024 | 25/3/2025 | 16/4/2025 | 16/8/2025 | 16/12/2025 | 17/4/2026 | 17/8/2026 | 17/12/2026 | 2026-04-17 | 2025-12-16 | PPM-Mech&Plumb | 421
PPM-01166 | In-house PPM | MECHANICAL & PLUMBING | 4 months | 4 | 0 | IRRIGATION AIR RELEASE VALVE | IRRIGATION AIR RELEASE VALVE-10,(MB-2-29UG-0344),ROAD 07,ZONE-2,SBJ | SBJ-Z2-R07-PLARV-0344 | IRRIGATION AIR RELEASE VALVE | 1 |  |  | Working |  |  |  | 23/11/2024 | 25/3/2025 | 16/4/2025 | 16/8/2025 | 16/12/2025 | 17/4/2026 | 17/8/2026 | 17/12/2026 | 2026-04-17 | 2025-12-16 | PPM-Mech&Plumb | 422
PPM-01167 | In-house PPM | MECHANICAL & PLUMBING | 4 months | 4 | 0 | IRRIGATION AIR RELEASE VALVE | IRRIGATION AIR RELEASE VALVE-11,(MB-2-30UG-0345),ROAD 08,ZONE-2,SBJ | SBJ-Z2-R08-PLARV-0345 | IRRIGATION AIR RELEASE VALVE | 1 |  |  | Working |  |  |  | 23/11/2024 | 25/3/2025 | 16/4/2025 | 16/8/2025 | 16/12/2025 | 17/4/2026 | 17/8/2026 | 17/12/2026 | 2026-04-17 | 2025-12-16 | PPM-Mech&Plumb | 423
PPM-01168 | In-house PPM | MECHANICAL & PLUMBING | 4 months | 4 | 0 | VALVE CHAMBER | VALVE CHAMBER (IDC/MOV-41),(MB-2-28UG-0294),ROAD 6,ZONE 2,SBJ | SBJ-Z2-R06-PLVC-0294 | VALVE CHAMBER | 1 | AUMA |  | Not Active |  |  |  | 23/11/2024 | 25/3/2025 | 16/4/2025 | 16/8/2025 | 16/12/2025 | 17/4/2026 | 17/8/2026 | 17/12/2026 | 2026-04-17 | 2025-12-16 | PPM-Mech&Plumb | 424
PPM-01169 | In-house PPM | MECHANICAL & PLUMBING | 4 months | 4 | 0 | VALVE CHAMBER | VALVE CHAMBER (IDC/MOV-42),(MB-2-28UG-0295),ROAD 6,ZONE 2,SBJ | SBJ-Z2-R06-PLVC-0295 | VALVE CHAMBER | 1 | AUMA |  | Not Active |  |  |  | 23/11/2024 | 25/3/2025 | 16/4/2025 | 16/8/2025 | 16/12/2025 | 17/4/2026 | 17/8/2026 | 17/12/2026 | 2026-04-17 | 2025-12-16 | PPM-Mech&Plumb | 425
PPM-01170 | In-house PPM | MECHANICAL & PLUMBING | 4 months | 4 | 0 | VALVE CHAMBER | VALVE CHAMBER (IDC/MOV-43),(MB-2-28UG-0296),ROAD 6,ZONE 2,SBJ | SBJ-Z2-R06-PLVC-0296 | VALVE CHAMBER | 1 | AUMA |  | Not Active |  |  |  | 23/11/2024 | 25/3/2025 | 16/4/2025 | 16/8/2025 | 16/12/2025 | 17/4/2026 | 17/8/2026 | 17/12/2026 | 2026-04-17 | 2025-12-16 | PPM-Mech&Plumb | 426
PPM-01171 | In-house PPM | MECHANICAL & PLUMBING | 4 months | 4 | 0 | VALVE CHAMBER | VALVE CHAMBER (IDC/MOV-44),(MB-2-28UG-0297),ROAD 6,ZONE 2,SBJ | SBJ-Z2-R06-PLVC-0297 | VALVE CHAMBER | 1 | AUMA |  | Not Active |  |  |  | 23/11/2024 | 25/3/2025 | 16/4/2025 | 16/8/2025 | 16/12/2025 | 17/4/2026 | 17/8/2026 | 17/12/2026 | 2026-04-17 | 2025-12-16 | PPM-Mech&Plumb | 427
PPM-01172 | In-house PPM | MECHANICAL & PLUMBING | 4 months | 4 | 0 | VALVE CHAMBER | VALVE CHAMBER (IDC/MOV-45),(MB-2-28UG-0298),ROAD 6,ZONE 2,SBJ | SBJ-Z2-R06-PLVC-0298 | VALVE CHAMBER | 1 | AUMA |  | Not Active |  |  |  | 23/11/2024 | 25/3/2025 | 16/4/2025 | 16/8/2025 | 16/12/2025 | 17/4/2026 | 17/8/2026 | 17/12/2026 | 2026-04-17 | 2025-12-16 | PPM-Mech&Plumb | 428
PPM-01173 | In-house PPM | MECHANICAL & PLUMBING | 4 months | 4 | 0 | GATE VALVE | GATE VALVE,(MB-2-28UG-0488),ROAD-6,ZONE-2,SBJ | SBJ-Z2-R06-GV | GATE VALVE | 1 |  |  | Working |  |  |  | 24/11/2024 | 26/3/2025 | 17/4/2025 | 17/8/2025 | 17/12/2025 | 18/4/2026 | 18/8/2026 | 18/12/2026 | 2026-04-18 | 2025-12-17 | PPM-Mech&Plumb | 429
PPM-01174 | In-house PPM | MECHANICAL & PLUMBING | 4 months | 4 | 0 | VALVE CHAMBER | VALVE CHAMBER (IDC/MOV-46),(MB-2-29UG-0299),ROAD 7,ZONE 2,SBJ | SBJ-Z2-R07-PLVC-0299 | VALVE CHAMBER | 1 | AUMA |  | Not Active |  |  |  | 24/11/2024 | 26/3/2025 | 17/4/2025 | 17/8/2025 | 17/12/2025 | 18/4/2026 | 18/8/2026 | 18/12/2026 | 2026-04-18 | 2025-12-17 | PPM-Mech&Plumb | 430
PPM-01175 | In-house PPM | MECHANICAL & PLUMBING | 4 months | 4 | 0 | VALVE CHAMBER | VALVE CHAMBER (IDC/MOV-47),(MB-2-29UG-0300),ROAD 7,ZONE 2,SBJ | SBJ-Z2-R07-PLVC-0300 | VALVE CHAMBER | 1 | AUMA |  | Not Active |  |  |  | 24/11/2024 | 26/3/2025 | 17/4/2025 | 17/8/2025 | 17/12/2025 | 18/4/2026 | 18/8/2026 | 18/12/2026 | 2026-04-18 | 2025-12-17 | PPM-Mech&Plumb | 431
PPM-01176 | In-house PPM | MECHANICAL & PLUMBING | 4 months | 4 | 0 | GATE VALVE | GATE VALVE,(MB-2-29UG-0487),ROAD-7,ZONE-2,SBJ | SBJ-Z2-R07-GV | GATE VALVE | 1 |  |  | Working |  |  |  | 24/11/2024 | 26/3/2025 | 17/4/2025 | 17/8/2025 | 17/12/2025 | 18/4/2026 | 18/8/2026 | 18/12/2026 | 2026-04-18 | 2025-12-17 | PPM-Mech&Plumb | 432
PPM-01177 | In-house PPM | MECHANICAL & PLUMBING | 4 months | 4 | 0 | VALVE CHAMBER | VALVE CHAMBER (IDC/MOV-48),(MB-2-30UG-0301),ROAD 8,ZONE 2,SBJ | SBJ-Z2-R08-PLVC-0301 | VALVE CHAMBER | 1 | AUMA |  | Not Active |  |  |  | 24/11/2024 | 26/3/2025 | 17/4/2025 | 17/8/2025 | 17/12/2025 | 18/4/2026 | 18/8/2026 | 18/12/2026 | 2026-04-18 | 2025-12-17 | PPM-Mech&Plumb | 433
PPM-01178 | In-house PPM | MECHANICAL & PLUMBING | 4 months | 4 | 0 | VALVE CHAMBER | VALVE CHAMBER (IDC/MOV-49),(MB-2-30UG-0302),ROAD 8,ZONE 2,SBJ | SBJ-Z2-R08-PLVC-0302 | VALVE CHAMBER | 1 | AUMA |  | Not Active |  |  |  | 24/11/2024 | 26/3/2025 | 17/4/2025 | 17/8/2025 | 17/12/2025 | 18/4/2026 | 18/8/2026 | 18/12/2026 | 2026-04-18 | 2025-12-17 | PPM-Mech&Plumb | 434
PPM-01179 | In-house PPM | MECHANICAL & PLUMBING | 4 months | 4 | 0 | VALVE CHAMBER | VALVE CHAMBER (IDC/MOV-50),(MB-2-30UG-0303),ROAD 8,ZONE 2,SBJ | SBJ-Z2-R08-PLVC-0303 | VALVE CHAMBER | 1 | AUMA |  | Not Active |  |  |  | 25/11/2024 | 27/3/2025 | 18/4/2025 | 18/8/2025 | 18/12/2025 | 19/4/2026 | 19/8/2026 | 19/12/2026 | 2026-04-19 | 2025-12-18 | PPM-Mech&Plumb | 435
PPM-01180 | In-house PPM | MECHANICAL & PLUMBING | 4 months | 4 | 0 | GATE VALVE | GATE VALVE,(MB-2-30UG-0486),ROAD-8,ZONE-2,SBJ | SBJ-Z2-R08-GV | GATE VALVE | 1 |  |  | Working |  |  |  | 25/11/2024 | 27/3/2025 | 18/4/2025 | 18/8/2025 | 18/12/2025 | 19/4/2026 | 19/8/2026 | 19/12/2026 | 2026-04-19 | 2025-12-18 | PPM-Mech&Plumb | 436
PPM-01181 | In-house PPM | MECHANICAL & PLUMBING | 4 months | 4 | 0 | IRRIGATION PUMP | IRRIGATION PUMP-1,(MB-3-43UG-0235),IRRIGATION PUMP ROOM-02,ZONE 3,SBJ | SBJ-Z3-IP2-IP1 | IRRIGATION PUMP | 1 | LOWARA | 33SVIOGO304T/D | Working |  |  |  | 25/11/2024 | 27/3/2025 | 18/4/2025 | 18/8/2025 | 18/12/2025 | 19/4/2026 | 19/8/2026 | 19/12/2026 | 2026-04-19 | 2025-12-18 | PPM-Mech&Plumb | 437
PPM-01182 | In-house PPM | MECHANICAL & PLUMBING | 4 months | 4 | 0 | IRRIGATION PUMP | IRRIGATION PUMP-2,(MB-3-43UG-0236),IRRIGATION PUMP ROOM-02,ZONE 3,SBJ | SBJ-Z3-IP2-IP2 | IRRIGATION PUMP | 1 | LOWARA | 33SVIOGO304T/D | Working |  |  |  | 25/11/2024 | 27/3/2025 | 18/4/2025 | 18/8/2025 | 18/12/2025 | 19/4/2026 | 19/8/2026 | 19/12/2026 | 2026-04-19 | 2025-12-18 | PPM-Mech&Plumb | 438
PPM-01183 | In-house PPM | MECHANICAL & PLUMBING | 4 months | 4 | 0 | JOCKEY PUMP | JOCKEY PUMP,(MB-3-43UG-0237),IRRIGATION PUMP ROOM-02,ZONE 3,SBJ | SBJ-Z3-IP2-JKP | JOCKEY PUMP | 1 | LOWARA | 5SV13F022T/D | Working |  |  |  | 25/11/2024 | 27/3/2025 | 18/4/2025 | 18/8/2025 | 18/12/2025 | 19/4/2026 | 19/8/2026 | 19/12/2026 | 2026-04-19 | 2025-12-18 | PPM-Mech&Plumb | 439
PPM-01184 | In-house PPM | MECHANICAL & PLUMBING | 4 months | 4 | 0 | SUBMERSIBLE PUMP | SUMP PUMP,(MB-3-43UG-0238),IRRIGATION PUMP ROOM-02,ZONE 3,SBJ | SBJ-Z3-IP2-SMP | SUBMERSIBLE PUMP | 1 |  |  | Working |  |  |  | 25/11/2024 | 27/3/2025 | 18/4/2025 | 18/8/2025 | 18/12/2025 | 19/4/2026 | 19/8/2026 | 19/12/2026 | 2026-04-19 | 2025-12-18 | PPM-Mech&Plumb | 440
PPM-01185 | In-house PPM | MECHANICAL & PLUMBING | 4 months | 4 | 0 | VALVE CHAMBER | VALVE CHAMBER (IDC/MOV-51),(MB-3-31UG-0304),ROAD 9,ZONE 3,SBJ | SBJ-Z3-R09-PLVC-0304 | VALVE CHAMBER | 1 | AUMA |  | Not Active |  |  |  | 25/11/2024 | 27/3/2025 | 18/4/2025 | 18/8/2025 | 18/12/2025 | 19/4/2026 | 19/8/2026 | 19/12/2026 | 2026-04-19 | 2025-12-18 | PPM-Mech&Plumb | 441
PPM-01186 | In-house PPM | MECHANICAL & PLUMBING | 4 months | 4 | 0 | VALVE CHAMBER | VALVE CHAMBER (IDC/MOV-52),(MB-3-31UG-0305),ROAD 9,ZONE 3,SBJ | SBJ-Z3-R09-PLVC-0305 | VALVE CHAMBER | 1 | AUMA |  | Not Active |  |  |  | 25/11/2024 | 27/3/2025 | 18/4/2025 | 18/8/2025 | 18/12/2025 | 19/4/2026 | 19/8/2026 | 19/12/2026 | 2026-04-19 | 2025-12-18 | PPM-Mech&Plumb | 442
PPM-01187 | In-house PPM | MECHANICAL & PLUMBING | 4 months | 4 | 0 | GATE VALVE | GATE VALVE,(MB-3-31UG-0485),ROAD-9,ZONE-3,SBJ | SBJ-Z3-R09-PLGV-0485 | GATE VALVE | 1 |  |  | Working |  |  |  | 25/11/2024 | 27/3/2025 | 18/4/2025 | 18/8/2025 | 18/12/2025 | 19/4/2026 | 19/8/2026 | 19/12/2026 | 2026-04-19 | 2025-12-18 | PPM-Mech&Plumb | 443
PPM-01188 | In-house PPM | MECHANICAL & PLUMBING | 4 months | 4 | 0 | IRRIGATION AIR RELEASE VALVE | IRRIGATION AIR RELEASE VALVE-12,(MB-3-31UG-0346),ROAD 09,ZONE-3SBJ | SBJ-Z3-R09-PLARV-0346 | IRRIGATION AIR RELEASE VALVE | 1 |  |  | Working |  |  |  | 26/11/2024 | 28/3/2025 | 19/4/2025 | 19/8/2025 | 19/12/2025 | 20/4/2026 | 20/8/2026 | 20/12/2026 | 2026-04-20 | 2025-12-19 | PPM-Mech&Plumb | 444
PPM-01189 | In-house PPM | MECHANICAL & PLUMBING | 4 months | 4 | 0 | PRESSURE REDUCING VALVE | IRRIGATION PRV-03,(MB-3-43GL-0249),ROAD 09,ZONE-3,SBJ | SBJ-Z3-R09-PLPRV-0249 | PRESSURE RELEASE VALVE | 1 | ACMO | M-100 DN-80 | Working |  |  |  | 26/11/2024 | 28/3/2025 | 19/4/2025 | 19/8/2025 | 19/12/2025 | 20/4/2026 | 20/8/2026 | 20/12/2026 | 2026-04-20 | 2025-12-19 | PPM-Mech&Plumb | 445
PPM-01190 | In-house PPM | MECHANICAL & PLUMBING | 4 months | 4 | 0 | VALVE CHAMBER | VALVE CHAMBER (IDC/MOV-53),(MB-3-32UG-0306),ROAD 10,ZONE 3,SBJ | SBJ-Z3-R10-PLVC-0306 | VALVE CHAMBER | 1 | AUMA |  | Not Active |  |  |  | 26/11/2024 | 28/3/2025 | 19/4/2025 | 19/8/2025 | 19/12/2025 | 20/4/2026 | 20/8/2026 | 20/12/2026 | 2026-04-20 | 2025-12-19 | PPM-Mech&Plumb | 446
PPM-01191 | In-house PPM | MECHANICAL & PLUMBING | 4 months | 4 | 0 | VALVE CHAMBER | VALVE CHAMBER (IDC/MOV-54),(MB-3-32UG-0307),ROAD 10,ZONE 3,SBJ | SBJ-Z3-R10-PLVC-0307 | VALVE CHAMBER | 1 | AUMA |  | Not Active |  |  |  | 26/11/2024 | 28/3/2025 | 19/4/2025 | 19/8/2025 | 19/12/2025 | 20/4/2026 | 20/8/2026 | 20/12/2026 | 2026-04-20 | 2025-12-19 | PPM-Mech&Plumb | 447
PPM-01192 | In-house PPM | MECHANICAL & PLUMBING | 4 months | 4 | 0 | VALVE CHAMBER | VALVE CHAMBER (IDC/MOV-55),(MB-3-32UG-0308),ROAD 10,ZONE 3,SBJ | SBJ-Z3-R10-PLVC-0308 | VALVE CHAMBER | 1 | AUMA |  | Not Active |  |  |  | 26/11/2024 | 28/3/2025 | 19/4/2025 | 19/8/2025 | 19/12/2025 | 20/4/2026 | 20/8/2026 | 20/12/2026 | 2026-04-20 | 2025-12-19 | PPM-Mech&Plumb | 448
PPM-01193 | In-house PPM | MECHANICAL & PLUMBING | 4 months | 4 | 0 | VALVE CHAMBER | VALVE CHAMBER (IDC/MOV-56),(MB-3-32UG-0309),ROAD 10,ZONE 3,SBJ | SBJ-Z3-R10-PLVC-0309 | VALVE CHAMBER | 1 | AUMA |  | Not Active |  |  |  | 26/11/2024 | 28/3/2025 | 19/4/2025 | 19/8/2025 | 19/12/2025 | 20/4/2026 | 20/8/2026 | 20/12/2026 | 2026-04-20 | 2025-12-19 | PPM-Mech&Plumb | 449
PPM-01194 | In-house PPM | MECHANICAL & PLUMBING | 4 months | 4 | 0 | GATE VALVE | GATE VALVE,(MB-3-32UG-0484),ROAD-10,ZONE-3,SBJ | SBJ-Z3-R10-PLGV-0484 | GATE VALVE | 1 |  |  | Working |  |  |  | 26/11/2024 | 28/3/2025 | 19/4/2025 | 19/8/2025 | 19/12/2025 | 20/4/2026 | 20/8/2026 | 20/12/2026 | 2026-04-20 | 2025-12-19 | PPM-Mech&Plumb | 450
PPM-01195 | In-house PPM | MECHANICAL & PLUMBING | 4 months | 4 | 0 | IRRIGATION AIR RELEASE VALVE | IRRIGATION AIR RELEASE VALVE-13,(MB-3-32UG-0347),ROAD 10,ZONE-3SBJ | SBJ-Z3-R10-PLARV-0347 | IRRIGATION AIR RELEASE VALVE | 1 |  |  | Working |  |  |  | 26/11/2024 | 28/3/2025 | 19/4/2025 | 19/8/2025 | 19/12/2025 | 20/4/2026 | 20/8/2026 | 20/12/2026 | 2026-04-20 | 2025-12-19 | PPM-Mech&Plumb | 451
PPM-01196 | In-house PPM | MECHANICAL & PLUMBING | 4 months | 4 | 0 | VALVE CHAMBER | VALVE CHAMBER (IDC/MOV-57),(MB-3-33UG-0310),ROAD 11,ZONE 3,SBJ | SBJ-Z3-R11-PLVC-0310 | VALVE CHAMBER | 1 | AUMA |  | Not Active |  |  |  | 26/11/2024 | 28/3/2025 | 19/4/2025 | 19/8/2025 | 19/12/2025 | 20/4/2026 | 20/8/2026 | 20/12/2026 | 2026-04-20 | 2025-12-19 | PPM-Mech&Plumb | 452
PPM-01197 | In-house PPM | MECHANICAL & PLUMBING | 4 months | 4 | 0 | VALVE CHAMBER | VALVE CHAMBER (IDC/MOV-58),(MB-3-33UG-0311),ROAD 11,ZONE 3,SBJ | SBJ-Z3-R11-PLVC-0311 | VALVE CHAMBER | 1 | AUMA |  | Not Active |  |  |  | 27/11/2024 | 29/3/2025 | 20/4/2025 | 20/8/2025 | 20/12/2025 | 21/4/2026 | 21/8/2026 | 21/12/2026 | 2026-04-21 | 2025-12-20 | PPM-Mech&Plumb | 453
PPM-01198 | In-house PPM | MECHANICAL & PLUMBING | 4 months | 4 | 0 | VALVE CHAMBER | VALVE CHAMBER (IDC/MOV-59),(MB-3-33UG-0312),ROAD 11,ZONE 3,SBJ | SBJ-Z3-R11-PLVC-0312 | VALVE CHAMBER | 1 | AUMA |  | Not Active |  |  |  | 27/11/2024 | 29/3/2025 | 20/4/2025 | 20/8/2025 | 20/12/2025 | 21/4/2026 | 21/8/2026 | 21/12/2026 | 2026-04-21 | 2025-12-20 | PPM-Mech&Plumb | 454
PPM-01199 | In-house PPM | MECHANICAL & PLUMBING | 4 months | 4 | 0 | VALVE CHAMBER | VALVE CHAMBER (IDC/MOV-60),(MB-3-33UG-0313),ROAD 11,ZONE 3,SBJ | SBJ-Z3-R11-PLVC-0313 | VALVE CHAMBER | 1 | AUMA |  | Not Active |  |  |  | 27/11/2024 | 29/3/2025 | 20/4/2025 | 20/8/2025 | 20/12/2025 | 21/4/2026 | 21/8/2026 | 21/12/2026 | 2026-04-21 | 2025-12-20 | PPM-Mech&Plumb | 455
PPM-01200 | In-house PPM | MECHANICAL & PLUMBING | 4 months | 4 | 0 | VALVE CHAMBER | VALVE CHAMBER (IDC/MOV-61),(MB-3-33UG-0314),ROAD 11,ZONE 3,SBJ | SBJ-Z3-R11-PLVC-0314 | VALVE CHAMBER | 1 | AUMA |  | Not Active |  |  |  | 27/11/2024 | 29/3/2025 | 20/4/2025 | 20/8/2025 | 20/12/2025 | 21/4/2026 | 21/8/2026 | 21/12/2026 | 2026-04-21 | 2025-12-20 | PPM-Mech&Plumb | 456
PPM-01201 | In-house PPM | MECHANICAL & PLUMBING | 4 months | 4 | 0 | VALVE CHAMBER | VALVE CHAMBER (IDC/MOV-62),(MB-3-33UG-0315),ROAD 11,ZONE 3,SBJ | SBJ-Z3-R11-PLVC-0315 | VALVE CHAMBER | 1 | AUMA |  | Not Active |  |  |  | 27/11/2024 | 29/3/2025 | 20/4/2025 | 20/8/2025 | 20/12/2025 | 21/4/2026 | 21/8/2026 | 21/12/2026 | 2026-04-21 | 2025-12-20 | PPM-Mech&Plumb | 457
PPM-01202 | In-house PPM | MECHANICAL & PLUMBING | 4 months | 4 | 0 | VALVE CHAMBER | VALVE CHAMBER (IDC/MOV-63),(MB-3-33UG-0316),ROAD 11,ZONE 3,SBJ | SBJ-Z3-R11-PLVC-0316 | VALVE CHAMBER | 1 | AUMA |  | Not Active |  |  |  | 27/11/2024 | 29/3/2025 | 20/4/2025 | 20/8/2025 | 20/12/2025 | 21/4/2026 | 21/8/2026 | 21/12/2026 | 2026-04-21 | 2025-12-20 | PPM-Mech&Plumb | 458
PPM-01203 | In-house PPM | MECHANICAL & PLUMBING | 4 months | 4 | 0 | VALVE CHAMBER | VALVE CHAMBER (IDC/MOV-64),(MB-3-33UG-0317),ROAD 11,ZONE 3,SBJ | SBJ-Z3-R11-PLVC-0317 | VALVE CHAMBER | 1 | AUMA |  | Not Active |  |  |  | 27/11/2024 | 29/3/2025 | 20/4/2025 | 20/8/2025 | 20/12/2025 | 21/4/2026 | 21/8/2026 | 21/12/2026 | 2026-04-21 | 2025-12-20 | PPM-Mech&Plumb | 459
PPM-01204 | In-house PPM | MECHANICAL & PLUMBING | 4 months | 4 | 0 | GATE VALVE | GATE VALVE,(MB-3-33UG-0483),ROAD-11,ZONE-3,SBJ | SBJ-Z3-R11-PLGV-0483 | GATE VALVE | 1 |  |  | Working |  |  |  | 27/11/2024 | 29/3/2025 | 20/4/2025 | 20/8/2025 | 20/12/2025 | 21/4/2026 | 21/8/2026 | 21/12/2026 | 2026-04-21 | 2025-12-20 | PPM-Mech&Plumb | 460
PPM-01205 | In-house PPM | MECHANICAL & PLUMBING | 4 months | 4 | 0 | IRRIGATION AIR RELEASE VALVE | IRRIGATION AIR RELEASE VALVE-14,(MB-3-33UG-0348),ROAD 11,ZONE-3SBJ | SBJ-Z3-R11-PLARV-0348 | IRRIGATION AIR RELEASE VALVE | 1 |  |  | Working |  |  |  | 27/11/2024 | 29/3/2025 | 20/4/2025 | 20/8/2025 | 20/12/2025 | 21/4/2026 | 21/8/2026 | 21/12/2026 | 2026-04-21 | 2025-12-20 | PPM-Mech&Plumb | 461
PPM-01206 | In-house PPM | MECHANICAL & PLUMBING | 4 months | 4 | 0 | IRRIGATION AIR RELEASE VALVE | IRRIGATION AIR RELEASE VALVE-15,(MB-3-33UG-0349),ROAD 11,ZONE-3SBJ | SBJ-Z3-R11-PLARV-0349 | IRRIGATION AIR RELEASE VALVE | 1 |  |  | Working |  |  |  | 27/11/2024 | 29/3/2025 | 20/4/2025 | 20/8/2025 | 20/12/2025 | 21/4/2026 | 21/8/2026 | 21/12/2026 | 2026-04-21 | 2025-12-20 | PPM-Mech&Plumb | 462
PPM-01207 | In-house PPM | MECHANICAL & PLUMBING | 4 months | 4 | 0 | IRRIGATION AIR RELEASE VALVE | IRRIGATION AIR RELEASE VALVE-16,(MB-3-33UG-0350),ROAD 11,ZONE-3SBJ | SBJ-Z3-R11-PLARV-0350 | IRRIGATION AIR RELEASE VALVE | 1 |  |  | Working |  |  |  | 28/11/2024 | 30/3/2025 | 21/4/2025 | 21/8/2025 | 21/12/2025 | 22/4/2026 | 22/8/2026 | 22/12/2026 | 2026-04-22 | 2025-12-21 | PPM-Mech&Plumb | 463
PPM-01208 | In-house PPM | MECHANICAL & PLUMBING | 4 months | 4 | 0 | VALVE CHAMBER | VALVE CHAMBER (IDC/MOV-26),(MB-3-24UG-0279),ROAD 2A,ZONE 3,SBJ | SBJ-Z3-R2A-PLVC-0279 | VALVE CHAMBER | 1 | AUMA |  | Not Active |  |  |  | 28/11/2024 | 30/3/2025 | 21/4/2025 | 21/8/2025 | 21/12/2025 | 22/4/2026 | 22/8/2026 | 22/12/2026 | 2026-04-22 | 2025-12-21 | PPM-Mech&Plumb | 464
PPM-01209 | In-house PPM | MECHANICAL & PLUMBING | 4 months | 4 | 0 | IRRIGATION AIR RELEASE VALVE | IRRIGATION AIR RELEASE VALVE-05,(MB-3-24UG-0339),ROAD 2A,ZONE-3SBJ | SBJ-Z3-R2A-PLARV-0339 | IRRIGATION AIR RELEASE VALVE | 1 |  |  | Working |  |  |  | 28/11/2024 | 30/3/2025 | 21/4/2025 | 21/8/2025 | 21/12/2025 | 22/4/2026 | 22/8/2026 | 22/12/2026 | 2026-04-22 | 2025-12-21 | PPM-Mech&Plumb | 465
PPM-01210 | In-house PPM | MECHANICAL & PLUMBING | 4 months | 4 | 0 | IRRIGATION PUMP | IRRIGATION PUMP-1,(MB-5-44UG-0239),IRRIGATION PUMP ROOM-03,ZONE 5,SBJ | SBJ-Z5-IP3-IP1 | IRRIGATION PUMP | 1 | LOWARA | 46SV10G0304 T/D | Working |  |  |  | 28/11/2024 | 30/3/2025 | 21/4/2025 | 21/8/2025 | 21/12/2025 | 22/4/2026 | 22/8/2026 | 22/12/2026 | 2026-04-22 | 2025-12-21 | PPM-Mech&Plumb | 466
PPM-01211 | In-house PPM | MECHANICAL & PLUMBING | 4 months | 4 | 0 | IRRIGATION PUMP | IRRIGATION PUMP-2,(MB-5-44UG-0240),IRRIGATION PUMP ROOM-03,ZONE 5,SBJ | SBJ-Z5-IP3-IP2 | IRRIGATION PUMP | 1 | LOWARA | 46SV10G0304 T/D | Working |  |  |  | 28/11/2024 | 30/3/2025 | 21/4/2025 | 21/8/2025 | 21/12/2025 | 22/4/2026 | 22/8/2026 | 22/12/2026 | 2026-04-22 | 2025-12-21 | PPM-Mech&Plumb | 467
PPM-01212 | In-house PPM | MECHANICAL & PLUMBING | 4 months | 4 | 0 | JOCKEY PUMP | JOCKEY PUMP,(MB-5-44UG-0241),IRRIGATION PUMP ROOM-03,ZONE 5,SBJ | SBJ-Z5-IP3-JKP | JOCKEY PUMP | 1 | LOWARA |  | Working |  |  |  | 28/11/2024 | 30/3/2025 | 21/4/2025 | 21/8/2025 | 21/12/2025 | 22/4/2026 | 22/8/2026 | 22/12/2026 | 2026-04-22 | 2025-12-21 | PPM-Mech&Plumb | 468
PPM-01213 | In-house PPM | MECHANICAL & PLUMBING | 4 months | 4 | 0 | SUBMERSIBLE PUMP | SUMP PUMP,(MB-5-44UG-0242),IRRIGATION PUMP ROOM-03,ZONE 5,SBJ | SBJ-Z5-IP3-SMP | SUBMERSIBLE PUMP | 1 |  |  | Working |  |  |  | 28/11/2024 | 30/3/2025 | 21/4/2025 | 21/8/2025 | 21/12/2025 | 22/4/2026 | 22/8/2026 | 22/12/2026 | 2026-04-22 | 2025-12-21 | PPM-Mech&Plumb | 469
PPM-01214 | In-house PPM | MECHANICAL & PLUMBING | 4 months | 4 | 0 | VALVE CHAMBER | VALVE CHAMBER (IDC/MOV-65),(MB-5-34UG-0318),ROAD 12,ZONE 5,SBJ | SBJ-Z5-R12-PLVC-0318 | VALVE CHAMBER | 1 | AUMA |  | Not Active |  |  |  | 28/11/2024 | 30/3/2025 | 21/4/2025 | 21/8/2025 | 21/12/2025 | 22/4/2026 | 22/8/2026 | 22/12/2026 | 2026-04-22 | 2025-12-21 | PPM-Mech&Plumb | 470
PPM-01215 | In-house PPM | MECHANICAL & PLUMBING | 4 months | 4 | 0 | GATE VALVE | GATE VALVE,(MB-5-34UG-0482),ROAD-12,ZONE-5,SBJ | SBJ-Z5-R12-PLGV-0482 | GATE VALVE | 1 |  |  | Working |  |  |  | 28/11/2024 | 30/3/2025 | 21/4/2025 | 21/8/2025 | 21/12/2025 | 22/4/2026 | 22/8/2026 | 22/12/2026 | 2026-04-22 | 2025-12-21 | PPM-Mech&Plumb | 471
PPM-01216 | In-house PPM | MECHANICAL & PLUMBING | 4 months | 4 | 0 | GATE VALVE | GATE VALVE,(MB-5-35GL-0481),ROAD-13,ZONE-5,SBJ | SBJ-Z5-R13-PLGV-0481 | GATE VALVE | 1 |  |  | Working |  |  |  | 28/11/2024 | 30/3/2025 | 21/4/2025 | 21/8/2025 | 21/12/2025 | 22/4/2026 | 22/8/2026 | 22/12/2026 | 2026-04-22 | 2025-12-21 | PPM-Mech&Plumb | 472
PPM-01217 | In-house PPM | MECHANICAL & PLUMBING | 4 months | 4 | 0 | VALVE CHAMBER | VALVE CHAMBER (IDC/MOV-66),(MB-5-36UG-0319),ROAD 14,ZONE 5,SBJ | SBJ-Z5-R14-PLVC-0319 | VALVE CHAMBER | 1 | AUMA |  | Not Active |  |  |  | 30/11/2024 | 1/4/2025 | 23/4/2025 | 23/8/2025 | 23/12/2025 | 24/4/2026 | 24/8/2026 | 24/12/2026 | 2026-04-24 | 2025-12-23 | PPM-Mech&Plumb | 473
PPM-01218 | In-house PPM | MECHANICAL & PLUMBING | 4 months | 4 | 0 | GATE VALVE | GATE VALVE,(MB-5-37GL-0480),ROAD-15,ZONE-5,SBJ | SBJ-Z5-R15-PLGV-0480 | GATE VALVE | 1 |  |  | Working |  |  |  | 30/11/2024 | 1/4/2025 | 23/4/2025 | 23/8/2025 | 23/12/2025 | 24/4/2026 | 24/8/2026 | 24/12/2026 | 2026-04-24 | 2025-12-23 | PPM-Mech&Plumb | 474
PPM-01219 | In-house PPM | MECHANICAL & PLUMBING | 4 months | 4 | 0 | IRRIGATION PUMP | IRRIGATION PUMP-1,(MB-8-45UG-0243),IRRIGATION PUMP ROOM-04,ZONE 8,SBJ | SBJ-Z8-IP4-IP1 | IRRIGATION PUMP | 1 | LOWARA | PLM 4100 B14/330E3 | Working |  |  |  | 30/11/2024 | 1/4/2025 | 23/4/2025 | 23/8/2025 | 23/12/2025 | 24/4/2026 | 24/8/2026 | 24/12/2026 | 2026-04-24 | 2025-12-23 | PPM-Mech&Plumb | 475
PPM-01220 | In-house PPM | MECHANICAL & PLUMBING | 4 months | 4 | 0 | IRRIGATION PUMP | IRRIGATION PUMP-2,(MB-8-45UG-0244),IRRIGATION PUMP ROOM-04,ZONE 8,SBJ | SBJ-Z8-IP4-IP2 | IRRIGATION PUMP | 1 | LOWARA | PLM 4100 B14/330E3 | Working |  |  |  | 30/11/2024 | 1/4/2025 | 23/4/2025 | 23/8/2025 | 23/12/2025 | 24/4/2026 | 24/8/2026 | 24/12/2026 | 2026-04-24 | 2025-12-23 | PPM-Mech&Plumb | 476
PPM-01221 | In-house PPM | MECHANICAL & PLUMBING | 4 months | 4 | 0 | JOCKEY PUMP | JOCKEY PUMP,(MB-8-45UG-0245),IRRIGATION PUMP ROOM-04,ZONE 8,SBJ | SBJ-Z8-IP4-JKP | JOCKEY PUMP | 1 | LOWARA | 5SV13F022T/D | Working |  |  |  | 30/11/2024 | 1/4/2025 | 23/4/2025 | 23/8/2025 | 23/12/2025 | 24/4/2026 | 24/8/2026 | 24/12/2026 | 2026-04-24 | 2025-12-23 | PPM-Mech&Plumb | 477
PPM-01222 | In-house PPM | MECHANICAL & PLUMBING | 4 months | 4 | 0 | SUBMERSIBLE PUMP | SUMP PUMP,(MB-8-45UG-0246),IRRIGATION PUMP ROOM-04,ZONE 8,SBJ | SBJ-Z8-IP4-SMP | SUBMERSIBLE PUMP | 1 |  |  | Working |  |  |  | 30/11/2024 | 1/4/2025 | 23/4/2025 | 23/8/2025 | 23/12/2025 | 24/4/2026 | 24/8/2026 | 24/12/2026 | 2026-04-24 | 2025-12-23 | PPM-Mech&Plumb | 478
PPM-01223 | In-house PPM | HVAC | HALF YEARLY |  |  | DUCTABLE SPLIT AC | DUCTABLE SPLIT AC,SBJ-Z1-SCB-SCR-HVDXI-2386,SECURITY ROOM,SECURITY / CCTV BUILDING,ZONE 1,SBJ | SBJ-Z1-SCB-SCR-HVDXI-2386 | SCB | 5 | O GENERAL | ARGA30FMTA |  |  |  |  | 4/8/2024 | 2/2/2025 | 3/8/2025 | 1/2/2026 | 3/6/2026 | 3/10/2026 | 2/2/2027 | 4/6/2027 | 2026-02-01 | 2025-08-03 | PPM-HVAC | 2
PPM-01224 | In-house PPM | HVAC | HALF YEARLY |  |  | DUCTABLE SPLIT AC | DUCTABLE SPLIT AC,SBJ-Z1-SCB-SCR-HVDXI-2387,SECURITY ROOM,SECURITY / CCTV BUILDING,ZONE 1,SBJ | SBJ-Z1-SCB-SCR-HVDXI-2387 | SCB | 5 | O GENERAL | ARGA30FMTA |  |  |  |  | 4/8/2024 | 2/2/2025 | 3/8/2025 | 1/2/2026 | 3/6/2026 | 3/10/2026 | 2/2/2027 | 4/6/2027 | 2026-02-01 | 2025-08-03 | PPM-HVAC | 3
PPM-01225 | In-house PPM | HVAC | HALF YEARLY |  |  | SPLIT AC | SPLIT AC,MB-Z1-SECGF-HVSPU-2388,SECURITY ROOM,SECURITY / CCTV BUILDING,ZONE 1,SBJ | SBJ-Z1-SCB-SCR-HVSPU-2388 | SCB | 5 | CLOVER | B7A |  |  |  |  | 4/8/2024 | 2/2/2025 | 3/8/2025 | 1/2/2026 | 3/6/2026 | 3/10/2026 | 2/2/2027 | 4/6/2027 | 2026-02-01 | 2025-08-03 | PPM-HVAC | 4
PPM-01226 | In-house PPM | HVAC | HALF YEARLY |  |  | DUCTABLE SPLIT AC | DUCTABLE SPLIT AC,MB-Z1-SECGF-HVDXI-2384,ROP BUILDING,ZONE 1(ANCILLIARY BUILDING),SBJ | SBJ-Z1-ROP-HVDXI-2384 | ROP | 4 | O GENERAL | ARGA30FMTA |  |  |  |  | 5/8/2024 | 3/2/2025 | 4/8/2025 | 2/2/2026 | 4/6/2026 | 4/10/2026 | 3/2/2027 | 5/6/2027 | 2026-02-02 | 2025-08-04 | PPM-HVAC | 5
PPM-01227 | In-house PPM | HVAC | HALF YEARLY |  |  | DUCTABLE SPLIT AC | DUCTABLE SPLIT AC,MB-Z1-SECGF-HVDXI-2385,ROP BUILDING,ZONE 1(ANCILLIARY BUILDING),SBJ | SBJ-Z1-ROP-HVDXI-2385 | ROP | 4 | O GENERAL | ARGA30FMTA |  |  |  |  | 5/8/2024 | 3/2/2025 | 4/8/2025 | 2/2/2026 | 4/6/2026 | 4/10/2026 | 3/2/2027 | 5/6/2027 | 2026-02-02 | 2025-08-04 | PPM-HVAC | 6
PPM-01228 | In-house PPM | HVAC | HALF YEARLY |  |  | SPLIT AC | SPLIT AC(MB-Z1-ASRGF-HVSPU-2397),SECURITY ROOM,ACCOM-SECURITY,LV & PATCH PANEL ROOM,ZONE 1,SBJ | SBJ-Z1-SLP-SCR-HVSPU-2397 | SLP | 5 | BEST | BSTGS24CN(I) |  |  |  |  | 5/8/2024 | 3/2/2025 | 4/8/2025 | 2/2/2026 | 4/6/2026 | 4/10/2026 | 3/2/2027 | 5/6/2027 | 2026-02-02 | 2025-08-04 | PPM-HVAC | 7
PPM-01229 | In-house PPM | HVAC | HALF YEARLY |  |  | SPLIT AC | SPLIT AC(MB-Z1-ASRGF-HVSPU-2394),IT ROOM,CCOM-SECURITY,LV & PATCH PANEL ROOM,ZONE 1,SBJ | SBJ-Z1-SLP-TR-HVSPU-2394 | SLP | 5 | YORK | YE2HC36FC7AC47-G2 |  |  |  |  | 6/8/2024 | 4/2/2025 | 5/8/2025 | 3/2/2026 | 5/6/2026 | 5/10/2026 | 4/2/2027 | 6/6/2027 | 2026-02-03 | 2025-08-05 | PPM-HVAC | 8
PPM-01230 | In-house PPM | HVAC | HALF YEARLY |  |  | SPLIT AC | SPLIT AC(MB-Z1-ASRGF-HVSPU-2395),LV ROOM,ACCOM-SECURITY,LV & PATCH PANEL ROOM,ZONE 1,SBJ | SBJ-Z1-SLP-LVR-HVSPU-2395 | SLP | 5 | YORK | [5 empty] | 6/8/2024 | 4/2/2025 | 5/8/2025 | 3/2/2026 | 5/6/2026 | 5/10/2026 | 4/2/2027 | 6/6/2027 | 2026-02-03 | 2025-08-05 | PPM-HVAC | 9
PPM-01231 | In-house PPM | HVAC | HALF YEARLY |  |  | SPLIT AC | SPLIT AC(MB-Z1-ASRGF-HVSPU-2396),SECURITY CHECK POINT,ACCOM-SECURITY,LV & PATCH PANEL ROOM,ZONE 1,SBJ | SBJ-Z1-SLP-SCP-HVSPU-2396 | SLP | 5 | YORK | [5 empty] | 6/8/2024 | 4/2/2025 | 5/8/2025 | 3/2/2026 | 5/6/2026 | 5/10/2026 | 4/2/2027 | 6/6/2027 | 2026-02-03 | 2025-08-05 | PPM-HVAC | 10
PPM-01232 | In-house PPM | HVAC | HALF YEARLY |  |  | DUCTABLE SPLIT AC | DUCTABLE SPLIT AC,MB-Z1-NURGF-HVDXI-2389,NURSERY BUILDING,ZONE 1,SBJ | SBJ-Z1-NUB-REC-HVDXI-2389 | NURSSERY BUILDING | 5 | YORK | YE2LD18C7BC47-G2 |  |  |  |  | 7/8/2024 | 5/2/2025 | 6/8/2025 | 4/2/2026 | 6/6/2026 | 6/10/2026 | 5/2/2027 | 7/6/2027 | 2026-02-04 | 2025-08-06 | PPM-HVAC | 11
PPM-01233 | In-house PPM | HVAC | HALF YEARLY |  |  | DUCTABLE SPLIT AC | DUCTABLE SPLIT AC,MB-Z1-NURGF-HVDXI-2390,NURSERY BUILDING,ZONE 1,SBJ | SBJ-Z1-NUB-LSS-HVDXI-2390 | NURSSERY BUILDING | 5 | YORK | YE2LD24FC7AC47 |  |  |  |  | 7/8/2024 | 5/2/2025 | 6/8/2025 | 4/2/2026 | 6/6/2026 | 6/10/2026 | 5/2/2027 | 7/6/2027 | 2026-02-04 | 2025-08-06 | PPM-HVAC | 12
PPM-01234 | In-house PPM | HVAC | HALF YEARLY |  |  | DUCTABLE SPLIT AC | DUCTABLE SPLIT AC,MB-Z1-NURGF-HVDXI-2391,NURSERY BUILDING,ZONE 1,SBJ | SBJ-Z1-NUB-LSO-HVDXI-2391 | NURSSERY BUILDING | 5 | YORK | YE2LD18C7BC47-G2 |  |  |  |  | 7/8/2024 | 5/2/2025 | 6/8/2025 | 4/2/2026 | 6/6/2026 | 6/10/2026 | 5/2/2027 | 7/6/2027 | 2026-02-04 | 2025-08-06 | PPM-HVAC | 13
PPM-01235 | In-house PPM | HVAC | HALF YEARLY |  |  | DUCTABLE SPLIT AC | DUCTABLE SPLIT AC,MB-Z1-NURGF-HVDXI-2392,NURSERY BUILDING,ZONE 1,SBJ | SBJ-Z1-NUB-OFC-HVDXI-2392 | NURSSERY BUILDING | 5 | YORK | YE2LD4FC7AC47 |  |  |  |  | 8/8/2024 | 6/2/2025 | 7/8/2025 | 5/2/2026 | 7/6/2026 | 7/10/2026 | 6/2/2027 | 8/6/2027 | 2026-02-05 | 2025-08-07 | PPM-HVAC | 14
PPM-01236 | In-house PPM | HVAC | HALF YEARLY |  |  | SPLIT AC | SPLIT AC,MB-Z1-FPRGF-HVSPU-2393,FIRE PUMP ROOM,ZONE 1,SBJ | SBJ-Z1-FPR-GF-HVSPU-2393 | FIRE PUMP ROOM | 4 | YORK | YE2HT30FC7AC47-G2 |  |  |  |  | 8/8/2024 | 6/2/2025 | 7/8/2025 | 5/2/2026 | 7/6/2026 | 7/10/2026 | 6/2/2027 | 8/6/2027 | 2026-02-05 | 2025-08-07 | PPM-HVAC | 15
PPM-01237 | In-house PPM | HVAC | HALF YEARLY |  |  | FAN COIL UNIT | FAN COIL UNIT(MB-Z1-FMBGF-HVFCU-1482),GROUND FLOOR,FM BUILDING,ZONE 1,SBJ | SBJ-Z1-FM-GF-FCU1 | FM BUILDING | 5 | Daikin | FWW800DA |  |  |  |  | 8/8/2024 | 6/2/2025 | 7/8/2025 | 5/2/2026 | 7/6/2026 | 7/10/2026 | 6/2/2027 | 8/6/2027 | 2026-02-05 | 2025-08-07 | PPM-HVAC | 16
PPM-01238 | In-house PPM | HVAC | HALF YEARLY |  |  | FAN COIL UNIT | FAN COIL UNIT(MB-Z1-FMBGF-HVFCU-1483),GROUND FLOOR,FM BUILDING,ZONE 1,SBJ | SBJ-Z1-FM-GF-FCU2 | FM BUILDING | 5 | Daikin | FWW1600DA |  |  |  |  | 10/8/2024 | 8/2/2025 | 9/8/2025 | 7/2/2026 | 9/6/2026 | 9/10/2026 | 8/2/2027 | 10/6/2027 | 2026-02-07 | 2025-08-09 | PPM-HVAC | 17
PPM-01239 | In-house PPM | HVAC | HALF YEARLY |  |  | FAN COIL UNIT | FAN COIL UNIT(MB-Z1-FMBGF-HVFCU-1484),GROUND FLOOR,FM BUILDING,ZONE 1,SBJ | SBJ-Z1-FM-GF-FCU3 | FM BUILDING | 5 | Daikin | FWW1600DA |  |  |  |  | 10/8/2024 | 8/2/2025 | 9/8/2025 | 7/2/2026 | 9/6/2026 | 9/10/2026 | 8/2/2027 | 10/6/2027 | 2026-02-07 | 2025-08-09 | PPM-HVAC | 18
PPM-01240 | In-house PPM | HVAC | HALF YEARLY |  |  | FAN COIL UNIT | FAN COIL UNIT(MB-Z1-FMBGF-HVFCU-1485),GROUND FLOOR,FM BUILDING,ZONE 1,SBJ | SBJ-Z1-FM-GF-FCU4 | FM BUILDING | 6 | Daikin | FWW1000DA |  |  |  |  | 10/8/2024 | 8/2/2025 | 9/8/2025 | 7/2/2026 | 9/6/2026 | 9/10/2026 | 8/2/2027 | 10/6/2027 | 2026-02-07 | 2025-08-09 | PPM-HVAC | 19
PPM-01241 | In-house PPM | HVAC | HALF YEARLY |  |  | FAN COIL UNIT | FAN COIL UNIT(MB-Z1-FMBGF-HVFCU-1490),FEMALE PRAYER ROOM,GROUND FLOOR,FM BUILDING,ZONE 1,SBJ | SBJ-Z1-FM-GF-FPY-FCU | FM BUILDING | 6 | YORK | YGFC10STCE4XF1XB54 |  |  |  |  | 11/8/2024 | 9/2/2025 | 10/8/2025 | 8/2/2026 | 10/6/2026 | 10/10/2026 | 9/2/2027 | 11/6/2027 | 2026-02-08 | 2025-08-10 | PPM-HVAC | 20
PPM-01242 | In-house PPM | HVAC | HALF YEARLY |  |  | FAN COIL UNIT | FAN COIL UNIT(MB-Z1-FMBGF-HVFCU-1489),MALE PRAYER ROOM,GROUND FLOOR,FM BUILDING,ZONE 1,SBJ | SBJ-Z1-FM-GF-MPY-FCU | FM BUILDING | 6 | Daikin | FWW400DA |  |  |  |  | 11/8/2024 | 9/2/2025 | 10/8/2025 | 8/2/2026 | 10/6/2026 | 10/10/2026 | 9/2/2027 | 11/6/2027 | 2026-02-08 | 2025-08-10 | PPM-HVAC | 21
PPM-01243 | In-house PPM | HVAC | HALF YEARLY |  |  | FAN COIL UNIT | FAN COIL UNIT(MB-1-1GF-0094),IT ROOM,GROUND FLOOR,FM BUILDING,ZONE 1,SBJ | SBJ-Z1-FM-GF-ITR-FCU1 | FM BUILDING | 6 | [6 empty] | 12/8/2024 | 10/2/2025 | 11/8/2025 | 9/2/2026 | 11/6/2026 | 11/10/2026 | 10/2/2027 | 12/6/2027 | 2026-02-09 | 2025-08-11 | PPM-HVAC | 22
PPM-01244 | In-house PPM | HVAC | HALF YEARLY |  |  | FAN COIL UNIT | FAN COIL UNIT(MB-1-1GF-0095),IT ROOM,GROUND FLOOR,FM BUILDING,ZONE 1,SBJ | SBJ-Z1-FM-GF-ITR-FCU2 | FM BUILDING | 6 | [6 empty] | 12/8/2024 | 10/2/2025 | 11/8/2025 | 9/2/2026 | 11/6/2026 | 11/10/2026 | 10/2/2027 | 12/6/2027 | 2026-02-09 | 2025-08-11 | PPM-HVAC | 23
PPM-01245 | In-house PPM | HVAC | HALF YEARLY |  |  | SPLIT AC | SPLIT AC(MB-1-1GF-0096),IT ROOM,GROUND FLOOR,FM BUILDING,ZONE 1,SBJ | SBJ-Z1-FM-GF-ITR-SU | FM BUILDING | 6 | [6 empty] | 13/8/2024 | 11/2/2025 | 12/8/2025 | 10/2/2026 | 12/6/2026 | 12/10/2026 | 11/2/2027 | 13/6/2027 | 2026-02-10 | 2025-08-12 | PPM-HVAC | 24
PPM-01246 | In-house PPM | HVAC | HALF YEARLY |  |  | FAN COIL UNIT | FAN COIL UNIT(MB-Z1-FMBGF-HVFCU-1486),MEETING ROOM,GROUND FLOOR,FM BUILDING,ZONE 1,SBJ | SBJ-Z1-FM-GF-MTR-FCU | FM BUILDING | 6 | Daikin | FWW1000DA |  |  |  |  | 13/8/2024 | 11/2/2025 | 12/8/2025 | 10/2/2026 | 12/6/2026 | 12/10/2026 | 11/2/2027 | 13/6/2027 | 2026-02-10 | 2025-08-12 | PPM-HVAC | 25
PPM-01247 | In-house PPM | HVAC | HALF YEARLY |  |  | FAN COIL UNIT | FAN COIL UNIT(MB-Z1-FMBGF-HVFCU-1487),PANTRY,GROUND FLOOR,FM BUILDING,ZONE 1,SBJ | SBJ-Z1-FM-GF-PNT-FCU | FM BUILDING | 6 | Daikin | FWW1000DA |  |  |  |  | 14/8/2024 | 12/2/2025 | 13/8/2025 | 11/2/2026 | 13/6/2026 | 13/10/2026 | 12/2/2027 | 14/6/2027 | 2026-02-11 | 2025-08-13 | PPM-HVAC | 26
PPM-01248 | In-house PPM | HVAC | HALF YEARLY |  |  | FAN COIL UNIT | FAN COIL UNIT(MB-Z1-FMBGF-HVFCU-1481),RECEPTION,GROUND FLOOR,FM BUILDING,ZONE 1,SBJ | SBJ-Z1-FM-GF-RCP-FCU | FM BUILDING | 6 | Daikin | FWW1400DA |  |  |  |  | 14/8/2024 | 12/2/2025 | 13/8/2025 | 11/2/2026 | 13/6/2026 | 13/10/2026 | 12/2/2027 | 14/6/2027 | 2026-02-11 | 2025-08-13 | PPM-HVAC | 27
PPM-01249 | In-house PPM | HVAC | HALF YEARLY |  |  | FAN COIL UNIT | FAN COIL UNIT(MB-Z1-FMBGF-HVFCU-1488),SECURITY ROOM,GROUND FLOOR,FM BUILDING,ZONE 1,SBJ | SBJ-Z1-FM-GF-SER-FCU | FM BUILDING | 6 | Daikin | FWW1600DA |  |  |  |  | 15/8/2024 | 13/2/2025 | 14/8/2025 | 12/2/2026 | 14/6/2026 | 14/10/2026 | 13/2/2027 | 15/6/2027 | 2026-02-12 | 2025-08-14 | PPM-HVAC | 28
PPM-01250 | In-house PPM | HVAC | HALF YEARLY |  |  | FAN COIL UNIT | FAN COIL UNIT(MB-Z1-FMBFF-HVFCU-1478),CORRIDOR,FIRST FLOOR,FM BUILDING,ZONE 1,SBJ | SBJ-Z1-FM-FF-COR-FCU | FM BUILDING | 6 | Daikin | [5 empty] | 15/8/2024 | 13/2/2025 | 14/8/2025 | 12/2/2026 | 14/6/2026 | 14/10/2026 | 13/2/2027 | 15/6/2027 | 2026-02-12 | 2025-08-14 | PPM-HVAC | 29
PPM-01251 | In-house PPM | HVAC | HALF YEARLY |  |  | FAN COIL UNIT | FAN COIL UNIT(MB-1-1FF-0068),OFFICE,FIRST FLOOR,FM BUILDING,ZONE 1,SBJ | SBJ-Z1-FM-FF-OFC-FCU1 | FM BUILDING | 6 | Daikin | FWW600DA |  |  |  |  | 17/8/2024 | 15/2/2025 | 16/8/2025 | 14/2/2026 | 16/6/2026 | 16/10/2026 | 15/2/2027 | 17/6/2027 | 2026-02-14 | 2025-08-16 | PPM-HVAC | 30
PPM-01252 | In-house PPM | HVAC | HALF YEARLY |  |  | FAN COIL UNIT | FAN COIL UNIT(MB-1-1FF-0069),OFFICE,FIRST FLOOR,FM BUILDING,ZONE 1,SBJ | SBJ-Z1-FM-FF-OFC-FCU2 | FM BUILDING | 6 | Daikin | FWW400DA |  |  |  |  | 17/8/2024 | 15/2/2025 | 16/8/2025 | 14/2/2026 | 16/6/2026 | 16/10/2026 | 15/2/2027 | 17/6/2027 | 2026-02-14 | 2025-08-16 | PPM-HVAC | 31
PPM-01253 | In-house PPM | HVAC | HALF YEARLY |  |  | FAN COIL UNIT | FAN COIL UNIT(MB-Z1-FMBFF-HVFCU-1470),OFFICE,FIRST FLOOR,FM BUILDING,ZONE 1,SBJ | SBJ-Z1-FM-FF-OFC-FCU3 | FM BUILDING | 6 | Daikin | FWW1000DA |  |  |  |  | 18/8/2024 | 16/2/2025 | 17/8/2025 | 15/2/2026 | 17/6/2026 | 17/10/2026 | 16/2/2027 | 18/6/2027 | 2026-02-15 | 2025-08-17 | PPM-HVAC | 32
PPM-01254 | In-house PPM | HVAC | HALF YEARLY |  |  | FAN COIL UNIT | FAN COIL UNIT(MB-Z1-FMBFF-HVFCU-1471),OFFICE,FIRST FLOOR,FM BUILDING,ZONE 1,SBJ | SBJ-Z1-FM-FF-OFC-FCU4 | FM BUILDING | 6 | Daikin | FWW1400DA |  |  |  |  | 18/8/2024 | 16/2/2025 | 17/8/2025 | 15/2/2026 | 17/6/2026 | 17/10/2026 | 16/2/2027 | 18/6/2027 | 2026-02-15 | 2025-08-17 | PPM-HVAC | 33
PPM-01255 | In-house PPM | HVAC | HALF YEARLY |  |  | FAN COIL UNIT | FAN COIL UNIT(MB-Z1-FMBFF-HVFCU-1472),OFFICE,FIRST FLOOR,FM BUILDING,ZONE 1,SBJ | SBJ-Z1-FM-FF-OFC-FCU5 | FM BUILDING | 6 | Daikin | FWW1200DA |  |  |  |  | 19/8/2024 | 17/2/2025 | 18/8/2025 | 16/2/2026 | 18/6/2026 | 18/10/2026 | 17/2/2027 | 19/6/2027 | 2026-02-16 | 2025-08-18 | PPM-HVAC | 34
PPM-01256 | In-house PPM | HVAC | HALF YEARLY |  |  | FAN COIL UNIT | FAN COIL UNIT(MB-Z1-FMBFF-HVFCU-1473),OFFICE,FIRST FLOOR,FM BUILDING,ZONE 1,SBJ | SBJ-Z1-FM-FF-OFC-FCU6 | FM BUILDING | 6 | Daikin | FWW1200DA |  |  |  |  | 19/8/2024 | 17/2/2025 | 18/8/2025 | 16/2/2026 | 18/6/2026 | 18/10/2026 | 17/2/2027 | 19/6/2027 | 2026-02-16 | 2025-08-18 | PPM-HVAC | 35
PPM-01257 | In-house PPM | HVAC | HALF YEARLY |  |  | FAN COIL UNIT | FAN COIL UNIT(MB-Z1-FMBFF-HVFCU-1474),OFFICE,FIRST FLOOR,FM BUILDING,ZONE 1,SBJ | SBJ-Z1-FM-FF-OFC-FCU7 | FM BUILDING | 6 | Daikin | FWW1600DA |  |  |  |  | 20/8/2024 | 18/2/2025 | 19/8/2025 | 17/2/2026 | 19/6/2026 | 19/10/2026 | 18/2/2027 | 20/6/2027 | 2026-02-17 | 2025-08-19 | PPM-HVAC | 36
PPM-01258 | In-house PPM | HVAC | HALF YEARLY |  |  | FAN COIL UNIT | FAN COIL UNIT(MB-Z1-FMBFF-HVFCU-1475),OFFICE,FIRST FLOOR,FM BUILDING,ZONE 1,SBJ | SBJ-Z1-FM-FF-OFC-FCU8 | FM BUILDING | 6 | Daikin | FWW1200DA |  |  |  |  | 20/8/2024 | 18/2/2025 | 19/8/2025 | 17/2/2026 | 19/6/2026 | 19/10/2026 | 18/2/2027 | 20/6/2027 | 2026-02-17 | 2025-08-19 | PPM-HVAC | 37
PPM-01259 | In-house PPM | HVAC | HALF YEARLY |  |  | FAN COIL UNIT | FAN COIL UNIT(MB-Z1-FMBFF-HVFCU-1476),OFFICE,FIRST FLOOR,FM BUILDING,ZONE 1,SBJ | SBJ-Z1-FM-FF-OFC-FCU9 | FM BUILDING | 6 | Daikin | FWW1200DA |  |  |  |  | 21/8/2024 | 19/2/2025 | 20/8/2025 | 18/2/2026 | 20/6/2026 | 20/10/2026 | 19/2/2027 | 21/6/2027 | 2026-02-18 | 2025-08-20 | PPM-HVAC | 38
PPM-01260 | In-house PPM | HVAC | HALF YEARLY |  |  | FAN COIL UNIT | FAN COIL UNIT(MB-Z1-FMBFF-HVFCU-1479),OFFICE,FIRST FLOOR,FM BUILDING,ZONE 1,SBJ | SBJ-Z1-FM-FF-OFC-FCU10 | FM BUILDING | 6 | Daikin | FWW1200DA |  |  |  |  | 21/8/2024 | 19/2/2025 | 20/8/2025 | 18/2/2026 | 20/6/2026 | 20/10/2026 | 19/2/2027 | 21/6/2027 | 2026-02-18 | 2025-08-20 | PPM-HVAC | 39
PPM-01261 | In-house PPM | HVAC | HALF YEARLY |  |  | FAN COIL UNIT | WATER DISPENSER(MB-Z1-FMBFF-HVWD-1480),PANTRY,FIRST FLOOR,FM BUILDING,ZONE 1,SBJ | SBJ-Z1-FM-FF-PNT-WTD | FM BUILDING | 6 | Ikon | JK-DY1578 |  |  |  |  | 22/8/2024 | 20/2/2025 | 21/8/2025 | 19/2/2026 | 21/6/2026 | 21/10/2026 | 20/2/2027 | 22/6/2027 | 2026-02-19 | 2025-08-21 | PPM-HVAC | 40
PPM-01262 | In-house PPM | HVAC | HALF YEARLY |  |  | FAN COIL UNIT | FAN COIL UNIT(MB-1-1FF-0077),CEO OFFICE,FIRST FLOOR,FM BUILDING,ZONE 1,SBJ | SBJ-Z1-FM-FF-CEO-FCU | FM BUILDING | 6 | DAIKIN | [5 empty] | 22/8/2024 | 20/2/2025 | 21/8/2025 | 19/2/2026 | 21/6/2026 | 21/10/2026 | 20/2/2027 | 22/6/2027 | 2026-02-19 | 2025-08-21 | PPM-HVAC | 41
PPM-01263 | In-house PPM | HVAC | HALF YEARLY |  |  | EXTRACT FAN | EXTRACT FAN,TEF(MB-Z1-FMBRF-HVEXF-14102),ROOFTOP,FM BUILDING,ZONE 1,SBJ | SBJ-Z1-FM-RT-EXF1 | FM BUILDING | 5 | Twin City | BSI 100 A |  |  |  |  | 24/8/2024 | 22/2/2025 | 23/8/2025 | 21/2/2026 | 23/6/2026 | 23/10/2026 | 22/2/2027 | 24/6/2027 | 2026-02-21 | 2025-08-23 | PPM-HVAC | 42
PPM-01264 | In-house PPM | HVAC | HALF YEARLY |  |  | EXTRACT FAN | EXTRACT FAN,KEF(MB-Z1-FMBRF-HVEXF-14103),ROOFTOP,FM BUILDING,ZONE 1,SBJ | SBJ-Z1-FM-RT-EXF2 | FM BUILDING | 5 | Twin City | BSI 120 A |  |  |  |  | 24/8/2024 | 22/2/2025 | 23/8/2025 | 21/2/2026 | 23/6/2026 | 23/10/2026 | 22/2/2027 | 24/6/2027 | 2026-02-21 | 2025-08-23 | PPM-HVAC | 43
PPM-01265 | In-house PPM | HVAC | HALF YEARLY |  |  | FAHU | FAHU(MB-Z1-MBRF-HVFAH-1499),ROOFTOP,FM BUILDING,ZONE 1,SBJ | SBJ-Z1-FM-RT-FAHU | FM BUILDING | 5 | YORK | CTA 048 |  |  |  |  | 25/8/2024 | 23/2/2025 | 24/8/2025 | 22/2/2026 | 24/6/2026 | 24/10/2026 | 23/2/2027 | 25/6/2027 | 2026-02-22 | 2025-08-24 | PPM-HVAC | 44
PPM-01266 | In-house PPM | HVAC | HALF YEARLY |  |  | CASSETTE TYPE AC | CASSETTE TYPE AC,LIFT,VILLAGE SQUARE,ZONE-2,SBJ | SBJ-Z2-VS-LF-CTAC1 | VILLAGE SQUARE | 5 | YORK | [5 empty] | 25/8/2024 | 23/2/2025 | 24/8/2025 | 22/2/2026 | 24/6/2026 | 24/10/2026 | 23/2/2027 | 25/6/2027 | 2026-02-22 | 2025-08-24 | PPM-HVAC | 45
PPM-01267 | In-house PPM | HVAC | HALF YEARLY |  |  | CASSETTE TYPE AC | CASSETTE TYPE AC,LIFT,VILLAGE SQUARE,ZONE-2,SBJ | SBJ-Z2-VS-LF-CTAC2 | VILLAGE SQUARE | 5 | YORK | [5 empty] | 26/8/2024 | 24/2/2025 | 25/8/2025 | 23/2/2026 | 25/6/2026 | 25/10/2026 | 24/2/2027 | 26/6/2027 | 2026-02-23 | 2025-08-25 | PPM-HVAC | 46
PPM-01268 | In-house PPM | HVAC | HALF YEARLY |  |  | DUCTABLE SPLIT AC | DUCTABLE SPLIT AC,MALE TOILET,VILLAGE SQUARE,ZONE-2,SBJ | SBJ-Z2-VS-MTT-HVDXI | VILLAGE SQUARE | 5 | YORK | [5 empty] | 26/8/2024 | 24/2/2025 | 25/8/2025 | 23/2/2026 | 25/6/2026 | 25/10/2026 | 24/2/2027 | 26/6/2027 | 2026-02-23 | 2025-08-25 | PPM-HVAC | 47
PPM-01269 | In-house PPM | HVAC | HALF YEARLY |  |  | SPLIT AC | SPLIT AC,FEMALE TOILET STORE,VILLAGE SQUARE,ZONE-2,SBJ | SBJ-Z2-VS-FTS-SPA | VILLAGE SQUARE | 5 | YORK | [5 empty] | 27/8/2024 | 25/2/2025 | 26/8/2025 | 24/2/2026 | 26/6/2026 | 26/10/2026 | 25/2/2027 | 27/6/2027 | 2026-02-24 | 2025-08-26 | PPM-HVAC | 48
PPM-01270 | In-house PPM | HVAC | HALF YEARLY |  |  | DUCTABLE SPLIT AC | DUCTABLE SPLIT AC,FEMALE TOILET,VILLAGE SQUARE,ZONE-2,SBJ | SBJ-Z2-VS-FTT-HVDXI | VILLAGE SQUARE | 5 | YORK | [5 empty] | 27/8/2024 | 25/2/2025 | 26/8/2025 | 24/2/2026 | 26/6/2026 | 26/10/2026 | 25/2/2027 | 27/6/2027 | 2026-02-24 | 2025-08-26 | PPM-HVAC | 49
PPM-01271 | In-house PPM | HVAC | HALF YEARLY |  |  | DUCTABLE SPLIT AC | DUCTABLE SPLIT AC,QANTAB TOURISM OFFICE,VILLAGE SQUARE,ZONE-2,SBJ | SBJ-Z2-VS-QTO-HVDXI1 | VILLAGE SQUARE | 5 | YORK | [5 empty] | 28/8/2024 | 26/2/2025 | 27/8/2025 | 25/2/2026 | 27/6/2026 | 27/10/2026 | 26/2/2027 | 28/6/2027 | 2026-02-25 | 2025-08-27 | PPM-HVAC | 50
PPM-01272 | In-house PPM | HVAC | HALF YEARLY |  |  | DUCTABLE SPLIT AC | DUCTABLE SPLIT AC,QANTAB TOURISM OFFICE,VILLAGE SQUARE,ZONE-2,SBJ | SBJ-Z2-VS-QTO-HVDXI2 | VILLAGE SQUARE | 5 | YORK | [5 empty] | 28/8/2024 | 26/2/2025 | 27/8/2025 | 25/2/2026 | 27/6/2026 | 27/10/2026 | 26/2/2027 | 28/6/2027 | 2026-02-25 | 2025-08-27 | PPM-HVAC | 51
PPM-01273 | In-house PPM | HVAC | HALF YEARLY |  |  | SPLIT AC | SPLIT AC,TELECOM ROOM (IDF1),QANTAB TOURSIM OFFICE,VILLAGE SQUARE,ZONE-2,SBJ | SBJ-Z2-VS-IDF1-SPA | VILLAGE SQUARE | 5 | YORK | [5 empty] | 29/8/2024 | 27/2/2025 | 28/8/2025 | 26/2/2026 | 28/6/2026 | 28/10/2026 | 27/2/2027 | 29/6/2027 | 2026-02-26 | 2025-08-28 | PPM-HVAC | 52
PPM-01274 | In-house PPM | HVAC | HALF YEARLY |  |  | DUCTABLE SPLIT AC | DUCTABLE SPLIT AC,MALE PRAYER ROOM,VILLAGE SQUARE,ZONE-2,SBJ | SBJ-Z2-VS-MPR-HVDXI | VILLAGE SQUARE | 5 | YORK | [5 empty] | 29/8/2024 | 27/2/2025 | 28/8/2025 | 26/2/2026 | 28/6/2026 | 28/10/2026 | 27/2/2027 | 29/6/2027 | 2026-02-26 | 2025-08-28 | PPM-HVAC | 53
PPM-01275 | In-house PPM | HVAC | HALF YEARLY |  |  | DUCTABLE SPLIT AC | DUCTABLE SPLIT AC,FEMALE PRAYER ROOM,VILLAGE SQUARE,ZONE-2,SBJ | SBJ-Z2-VS-FPR-HVDXI | VILLAGE SQUARE | 5 | YORK | [5 empty] | 31/8/2024 | 1/3/2025 | 30/8/2025 | 28/2/2026 | 30/6/2026 | 30/10/2026 | 1/3/2027 | 1/7/2027 | 2026-02-28 | 2025-08-30 | PPM-HVAC | 54
PPM-01276 | In-house PPM | HVAC | HALF YEARLY |  |  | SPLIT AC | SPLIT AC,ELECTRICAL ROOM 1,VILLAGE SQUARE,ZONE-2,SBJ | SBJ-Z2-VS-ELR1-SPA | VILLAGE SQUARE | 5 | YORK | [5 empty] | 31/8/2024 | 1/3/2025 | 30/8/2025 | 28/2/2026 | 30/6/2026 | 30/10/2026 | 1/3/2027 | 1/7/2027 | 2026-02-28 | 2025-08-30 | PPM-HVAC | 55
PPM-01277 | In-house PPM | HVAC | HALF YEARLY |  |  | SPLIT AC | SPLIT AC,TELECOM ROOM (IDF2),VILLAGE SQUARE,ZONE-2,SBJ | SBJ-Z2-VS-IDF2-SPA | VILLAGE SQUARE | 5 | YORK | [5 empty] | 31/8/2024 | 1/3/2025 | 30/8/2025 | 28/2/2026 | 30/6/2026 | 30/10/2026 | 1/3/2027 | 1/7/2027 | 2026-02-28 | 2025-08-30 | PPM-HVAC | 56
PPM-01278 | In-house PPM | HVAC | HALF YEARLY |  |  | SPLIT AC | SPLIT AC,ELECTRICAL ROOM 2,VILLAGE SQUARE,ZONE-2,SBJ | SBJ-Z2-VS-ELR2-SPA | VILLAGE SQUARE | 5 | YORK | [5 empty] | 1/9/2024 | 2/3/2025 | 31/8/2025 | 1/3/2026 | 1/7/2026 | 31/10/2026 | 2/3/2027 | 2/7/2027 | 2026-03-01 | 2025-08-31 | PPM-HVAC | 57
PPM-01279 | In-house PPM | HVAC | HALF YEARLY |  |  | SPLIT AC | SPLIT AC,MALE TOILET,CENTRAL PARK,ZONE 3,SBJ | SBJ-Z3-CP-MTT-SPA1 | CENTRAL PARK | 5 | [6 empty] | 1/9/2024 | 2/3/2025 | 31/8/2025 | 1/3/2026 | 1/7/2026 | 31/10/2026 | 2/3/2027 | 2/7/2027 | 2026-03-01 | 2025-08-31 | PPM-HVAC | 58
PPM-01280 | In-house PPM | HVAC | HALF YEARLY |  |  | SPLIT AC | SPLIT AC,MALE TOILET CHANGING ROOM,CENTRAL PARK,ZONE 3,SBJ | SBJ-Z3-CP-MTT-SPA2 | CENTRAL PARK | 5 | [6 empty] | 2/9/2024 | 3/3/2025 | 1/9/2025 | 2/3/2026 | 2/7/2026 | 1/11/2026 | 3/3/2027 | 3/7/2027 | 2026-03-02 | 2025-09-01 | PPM-HVAC | 59
PPM-01281 | In-house PPM | HVAC | HALF YEARLY |  |  | SPLIT AC | SPLIT AC,FEMALE TOILET,CENTRAL PARK,ZONE 3,SBJ | SBJ-Z3-CP-FTT-SPA1 | CENTRAL PARK | 5 | [6 empty] | 2/9/2024 | 3/3/2025 | 1/9/2025 | 2/3/2026 | 2/7/2026 | 1/11/2026 | 3/3/2027 | 3/7/2027 | 2026-03-02 | 2025-09-01 | PPM-HVAC | 60
PPM-01282 | In-house PPM | HVAC | HALF YEARLY |  |  | SPLIT AC | SPLIT AC,FEMALE TOILET CHANGING ROOM,CENTRAL PARK,ZONE 3,SBJ | SBJ-Z3-CP-FTT-SPA2 | CENTRAL PARK | 5 | [6 empty] | 3/9/2024 | 4/3/2025 | 2/9/2025 | 3/3/2026 | 3/7/2026 | 2/11/2026 | 4/3/2027 | 4/7/2027 | 2026-03-03 | 2025-09-02 | PPM-HVAC | 61
PPM-01283 | In-house PPM | HVAC | HALF YEARLY |  |  | SPLIT AC | SPLIT AC(MB-3-CPKGL-HVSPU-2727),CONTROL ROOM,CENTRAL PARK,ZONE 3,SBJ | SBJ-Z3-CP-CNR-SPA | CENTRAL PARK | 5 | [6 empty] | 3/9/2024 | 4/3/2025 | 2/9/2025 | 3/3/2026 | 3/7/2026 | 2/11/2026 | 4/3/2027 | 4/7/2027 | 2026-03-03 | 2025-09-02 | PPM-HVAC | 62
PPM-01284 | In-house PPM | HVAC | HALF YEARLY |  |  | SPLIT AC | SPLIT AC,MB-Z3-D75TF-HVSPU-2402,THIRD FLOOR,BUILDING D-75,ZONE 3A(ZAHA),SBJ | SBJ-Z3A-B75-3F-HVSPU-2402 | BUILDING D75 | 5 | DAIKIN | FT520JEVIK |  |  |  |  | 4/9/2024 | 5/3/2025 | 3/9/2025 | 4/3/2026 | 4/7/2026 | 3/11/2026 | 5/3/2027 | 5/7/2027 | 2026-03-04 | 2025-09-03 | PPM-HVAC | 63
PPM-01285 | In-house PPM | HVAC | HALF YEARLY |  |  | SPLIT AC | SPLIT AC,MB-Z3-D75GF-HVSPU-2400,ELECTRICAL ROOM,GROUND FLOOR,BUILDING D-75,ZONE 3A(ZAHA),SBJ | SBJ-Z3A-B75-GF-ELR-HVSPU-2400 | BUILDING D75 | 6 | DAIKIN | FDMRN25CXV1 |  |  |  |  | 4/9/2024 | 5/3/2025 | 3/9/2025 | 4/3/2026 | 4/7/2026 | 3/11/2026 | 5/3/2027 | 5/7/2027 | 2026-03-04 | 2025-09-03 | PPM-HVAC | 64
PPM-01286 | In-house PPM | HVAC | HALF YEARLY |  |  | SPLIT AC | SPLIT AC,MB-Z3-D75GF-HVSPU-2401,LIFT LOBBY,GROUND FLOOR,BUILDING D-75,ZONE 3A(ZAHA),SBJ | SBJ-Z3A-B75-GF-LFL-HVSPU-2401 | BUILDING D75 | 6 | DAIKIN | FT520JEVIK |  |  |  |  | 5/9/2024 | 6/3/2025 | 4/9/2025 | 5/3/2026 | 5/7/2026 | 4/11/2026 | 6/3/2027 | 6/7/2027 | 2026-03-05 | 2025-09-04 | PPM-HVAC | 65
PPM-01287 | In-house PPM | HVAC | HALF YEARLY |  |  | SPLIT AC | SPLIT AC,MB-Z3-D74TF-HVSPU-2405,THIRD FLOOR,BUILDING D-74,ZONE 3A(ZAHA),SBJ | SBJ-Z3A-B74-3F-HVSPU-2405 | BUILDING D74 | 5 | DAIKIN | FT520JEVIK |  |  |  |  | 5/9/2024 | 6/3/2025 | 4/9/2025 | 5/3/2026 | 5/7/2026 | 4/11/2026 | 6/3/2027 | 6/7/2027 | 2026-03-05 | 2025-09-04 | PPM-HVAC | 66
PPM-01288 | In-house PPM | HVAC | HALF YEARLY |  |  | SPLIT AC | SPLIT AC,MB-Z3-D74GF-HVSPU-2403,ELECTRICAL ROOM,GROUND FLOOR,BUILDING D-74,ZONE 3A(ZAHA),SBJ | SBJ-Z3A-B74-GF-ELR-HVSPU-2403 | BUILDING D74 | 6 | DAIKIN | K000316 |  |  |  |  | 7/9/2024 | 8/3/2025 | 6/9/2025 | 7/3/2026 | 7/7/2026 | 6/11/2026 | 8/3/2027 | 8/7/2027 | 2026-03-07 | 2025-09-06 | PPM-HVAC | 67
PPM-01289 | In-house PPM | HVAC | HALF YEARLY |  |  | SPLIT AC | SPLIT AC,MB-Z3-D74GF-HVSPU-2404,LIFT LOBBY,GROUND FLOOR,BUILDING D-74,ZONE 3A(ZAHA),SBJ | SBJ-Z3A-B74-GF-LFL-HVSPU-2404 | BUILDING D74 | 6 | DAIKIN | FT520JEVIK |  |  |  |  | 7/9/2024 | 8/3/2025 | 6/9/2025 | 7/3/2026 | 7/7/2026 | 6/11/2026 | 8/3/2027 | 8/7/2027 | 2026-03-07 | 2025-09-06 | PPM-HVAC | 68
PPM-01290 | In-house PPM | HVAC | HALF YEARLY |  |  | SPLIT AC | SPLIT AC,MB-Z3-D44TF-HVSPU-2408,THIRD FLOOR,BUILDING D-44,ZONE 3A(ZAHA),SBJ | SBJ-Z3A-B44-3F-HVSPU-2408 | BUILDING D44 | 5 | DAIKIN | FT520JEVIK |  |  |  |  | 8/9/2024 | 9/3/2025 | 7/9/2025 | 8/3/2026 | 8/7/2026 | 7/11/2026 | 9/3/2027 | 9/7/2027 | 2026-03-08 | 2025-09-07 | PPM-HVAC | 69
PPM-01291 | In-house PPM | HVAC | HALF YEARLY |  |  | SPLIT AC | SPLIT AC,MB-Z3-D44GF-HVSPU-2406,ELECTRICAL ROOM,GROUND FLOOR,BUILDING D-44,ZONE 3A(ZAHA),SBJ | SBJ-Z3A-B44-GF-ELR-HVSPU-2406 | BUILDING D44 | 6 | DAIKIN | FDMRN25CXVI |  |  |  |  | 8/9/2024 | 9/3/2025 | 7/9/2025 | 8/3/2026 | 8/7/2026 | 7/11/2026 | 9/3/2027 | 9/7/2027 | 2026-03-08 | 2025-09-07 | PPM-HVAC | 70
PPM-01292 | In-house PPM | HVAC | HALF YEARLY |  |  | SPLIT AC | SPLIT AC,MB-Z3-D44GF-HVSPU-2407,LIFT LOBBY,GROUND FLOOR,BUILDING D-44,ZONE 3A(ZAHA),SBJ | SBJ-Z3A-B44-GF-LFL-HVSPU-2407 | BUILDING D44 | 6 | DAIKIN | FT520JEVIK |  |  |  |  | 9/9/2024 | 10/3/2025 | 8/9/2025 | 9/3/2026 | 9/7/2026 | 8/11/2026 | 10/3/2027 | 10/7/2027 | 2026-03-09 | 2025-09-08 | PPM-HVAC | 71
PPM-01293 | In-house PPM | HVAC | HALF YEARLY |  |  | SPLIT AC | SPLIT AC,MB-Z3-D45TF-HVSPU-2411,THIRD FLOOR,BUILDING D-45,ZONE 3A(ZAHA),SBJ | SBJ-Z3A-B45-3F-HVSPU-2411 | BUILDING D45 | 5 | DAIKIN | FT520JEVIK |  |  |  |  | 9/9/2024 | 10/3/2025 | 8/9/2025 | 9/3/2026 | 9/7/2026 | 8/11/2026 | 10/3/2027 | 10/7/2027 | 2026-03-09 | 2025-09-08 | PPM-HVAC | 72
PPM-01294 | In-house PPM | HVAC | HALF YEARLY |  |  | SPLIT AC | SPLIT AC,MB-Z3-D45GF-HVSPU-2409,ELECTRICAL ROOM,GROUND FLOOR,BUILDING D-45,ZONE 3A(ZAHA),SBJ | SBJ-Z3A-B45-GF-ELR-HVSPU-2409 | BUILDING D45 | 6 | DAIKIN | FDMRN25CXV17 |  |  |  |  | 10/9/2024 | 11/3/2025 | 9/9/2025 | 10/3/2026 | 10/7/2026 | 9/11/2026 | 11/3/2027 | 11/7/2027 | 2026-03-10 | 2025-09-09 | PPM-HVAC | 73
PPM-01295 | In-house PPM | HVAC | HALF YEARLY |  |  | SPLIT AC | SPLIT AC,MB-Z3-D45GF-HVSPU-2410,LIFT LOBBY,GROUND FLOOR,BUILDING D-45,ZONE 3A(ZAHA),SBJ | SBJ-Z3A-B45-GF-LFL-HVSPU-2410 | BUILDING D45 | 6 | DAIKIN | FT520JEVIK |  |  |  |  | 10/9/2024 | 11/3/2025 | 9/9/2025 | 10/3/2026 | 10/7/2026 | 9/11/2026 | 11/3/2027 | 11/7/2027 | 2026-03-10 | 2025-09-09 | PPM-HVAC | 74
PPM-01296 | In-house PPM | HVAC | HALF YEARLY |  |  | SPLIT AC | SPLIT AC,MB-Z3-D46TF-HVSPU-2414,THIRD FLOOR,BUILDING D-46,ZONE 3A(ZAHA),SBJ | SBJ-Z3A-B46-3F-HVSPU-2414 | BUILDING D46 | 5 | DAIKIN | FT520JEVIK |  |  |  |  | 11/9/2024 | 12/3/2025 | 10/9/2025 | 11/3/2026 | 11/7/2026 | 10/11/2026 | 12/3/2027 | 12/7/2027 | 2026-03-11 | 2025-09-10 | PPM-HVAC | 75
PPM-01297 | In-house PPM | HVAC | HALF YEARLY |  |  | SPLIT AC | SPLIT AC,MB-Z3-D46GF-HVSPU-2412,ELECTRICAL ROOM,GROUND FLOOR,BUILDING D-45,ZONE 3A(ZAHA),SBJ | SBJ-Z3A-B46-GF-ELR-HVSPU-2409 | BUILDING D46 | 6 | DAIKIN | FDMRN25CXV17 |  |  |  |  | 11/9/2024 | 12/3/2025 | 10/9/2025 | 11/3/2026 | 11/7/2026 | 10/11/2026 | 12/3/2027 | 12/7/2027 | 2026-03-11 | 2025-09-10 | PPM-HVAC | 76
PPM-01298 | In-house PPM | HVAC | HALF YEARLY |  |  | SPLIT AC | SPLIT AC,MB-Z3-D46GF-HVSPU-2413,LIFT LOBBY,GROUND FLOOR,BUILDING D-45,ZONE 3A(ZAHA),SBJ | SBJ-Z3A-B46-GF-LFL-HVSPU-2413 | BUILDING D46 | 6 | DAIKIN | FT520JEVIK |  |  |  |  | 12/9/2024 | 13/3/2025 | 11/9/2025 | 12/3/2026 | 12/7/2026 | 11/11/2026 | 13/3/2027 | 13/7/2027 | 2026-03-12 | 2025-09-11 | PPM-HVAC | 77
PPM-01299 | In-house PPM | HVAC | HALF YEARLY |  |  | SPLIT AC | SPLIT AC,MB-Z3-D47TF-HVSPU-2417,THIRD FLOOR,BUILDING D-47,ZONE 3A(ZAHA),SBJ | SBJ-Z3A-B47-3F-HVSPU-2417 | BUILDING D47 | 5 | DAIKIN | FT520JEVIK |  |  |  |  | 12/9/2024 | 13/3/2025 | 11/9/2025 | 12/3/2026 | 12/7/2026 | 11/11/2026 | 13/3/2027 | 13/7/2027 | 2026-03-12 | 2025-09-11 | PPM-HVAC | 78
PPM-01300 | In-house PPM | HVAC | HALF YEARLY |  |  | SPLIT AC | SPLIT AC,MB-Z3-D47GF-HVSPU-2415,ELECTRICAL ROOM,GROUND FLOOR,BUILDING D-47,ZONE 3A(ZAHA),SBJ | SBJ-Z3A-B47-GF-ELR-HVSPU-2415 | BUILDING D47 | 6 | DAIKIN | FDMRN25CXV17 |  |  |  |  | 14/9/2024 | 15/3/2025 | 13/9/2025 | 14/3/2026 | 14/7/2026 | 13/11/2026 | 15/3/2027 | 15/7/2027 | 2026-03-14 | 2025-09-13 | PPM-HVAC | 79
PPM-01301 | In-house PPM | HVAC | HALF YEARLY |  |  | SPLIT AC | SPLIT AC,MB-Z3-D47GF-HVSPU-2416,LIFT LOBBY,GROUND FLOOR,BUILDING D-47,ZONE 3A(ZAHA),SBJ | SBJ-Z3A-B47-GF-LFL-HVSPU-2416 | BUILDING D47 | 6 | DAIKIN | FT520JEVIK |  |  |  |  | 14/9/2024 | 15/3/2025 | 13/9/2025 | 14/3/2026 | 14/7/2026 | 13/11/2026 | 15/3/2027 | 15/7/2027 | 2026-03-14 | 2025-09-13 | PPM-HVAC | 80
PPM-01302 | In-house PPM | HVAC | HALF YEARLY |  |  | SPLIT AC | SPLIT AC,MB-Z3-D48TF-HVSPU-2420,THIRD FLOOR,BUILDING D-48,ZONE 3A(ZAHA),SBJ | SBJ-Z3A-B48-3F-HVSPU-2420 | BUILDING D48 | 5 | DAIKIN | FT520JEVIK |  |  |  |  | 15/9/2024 | 16/3/2025 | 14/9/2025 | 15/3/2026 | 15/7/2026 | 14/11/2026 | 16/3/2027 | 16/7/2027 | 2026-03-15 | 2025-09-14 | PPM-HVAC | 81
PPM-01303 | In-house PPM | HVAC | HALF YEARLY |  |  | SPLIT AC | SPLIT AC,MB-Z3-D48GF-HVSPU-2418,ELECTRICAL ROOM,GROUND FLOOR,BUILDING D-48,ZONE 3A(ZAHA),SBJ | SBJ-Z3A-B48-GF-ELR-HVSPU-2418 | BUILDING D48 | 6 | DAIKIN | FDMRN25CXV17 |  |  |  |  | 15/9/2024 | 16/3/2025 | 14/9/2025 | 15/3/2026 | 15/7/2026 | 14/11/2026 | 16/3/2027 | 16/7/2027 | 2026-03-15 | 2025-09-14 | PPM-HVAC | 82
PPM-01304 | In-house PPM | HVAC | HALF YEARLY |  |  | SPLIT AC | SPLIT AC,MB-Z3-D48GF-HVSPU-2419,LIFT LOBBY,GROUND FLOOR,BUILDING D-48,ZONE 3A(ZAHA),SBJ | SBJ-Z3A-B48-GF-LFL-HVSPU-2419 | BUILDING D48 | 6 | DAIKIN | FT520JEVIK |  |  |  |  | 15/9/2024 | 16/3/2025 | 14/9/2025 | 15/3/2026 | 15/7/2026 | 14/11/2026 | 16/3/2027 | 16/7/2027 | 2026-03-15 | 2025-09-14 | PPM-HVAC | 83
PPM-01305 | In-house PPM | HVAC | HALF YEARLY |  |  | SPLIT AC | SPLIT AC,MB-Z3-D49TF-HVSPU-2423,THIRD FLOOR,BUILDING D-49,ZONE 3A(ZAHA),SBJ | SBJ-Z3A-B49-3F-HVSPU-2423 | BUILDING D49 | 5 | DAIKIN | FT520JEVIK |  |  |  |  | 16/9/2024 | 17/3/2025 | 15/9/2025 | 16/3/2026 | 16/7/2026 | 15/11/2026 | 17/3/2027 | 17/7/2027 | 2026-03-16 | 2025-09-15 | PPM-HVAC | 84
PPM-01306 | In-house PPM | HVAC | HALF YEARLY |  |  | SPLIT AC | SPLIT AC,MB-Z3-D49GF-HVSPU-2421,ELECTRICAL ROOM,GROUND FLOOR,BUILDING D-49,ZONE 3A(ZAHA),SBJ | SBJ-Z3A-B49-GF-ELR-HVSPU-2421 | BUILDING D49 | 6 | DAIKIN | FDMRN25CXV17 |  |  |  |  | 16/9/2024 | 17/3/2025 | 15/9/2025 | 16/3/2026 | 16/7/2026 | 15/11/2026 | 17/3/2027 | 17/7/2027 | 2026-03-16 | 2025-09-15 | PPM-HVAC | 85
PPM-01307 | In-house PPM | HVAC | HALF YEARLY |  |  | SPLIT AC | SPLIT AC,MB-Z3-D49GF-HVSPU-2422,LIFT LOBBY,GROUND FLOOR,BUILDING D-49,ZONE 3A(ZAHA),SBJ | SBJ-Z3A-B49-GF-LFL-HVSPU-2419 | BUILDING D49 | 6 | DAIKIN | FT520JEVIK |  |  |  |  | 16/9/2024 | 17/3/2025 | 15/9/2025 | 16/3/2026 | 16/7/2026 | 15/11/2026 | 17/3/2027 | 17/7/2027 | 2026-03-16 | 2025-09-15 | PPM-HVAC | 86
PPM-01308 | In-house PPM | HVAC | HALF YEARLY |  |  | SPLIT AC | SPLIT AC,MB-Z3-D50TF-HVSPU-2426,THIRD FLOOR,BUILDING D-50,ZONE 3A(ZAHA),SBJ | SBJ-Z3A-B50-3F-HVSPU-2426 | BUILDING D50 | 5 | DAIKIN | FT520JEVIK |  |  |  |  | 17/9/2024 | 18/3/2025 | 16/9/2025 | 17/3/2026 | 17/7/2026 | 16/11/2026 | 18/3/2027 | 18/7/2027 | 2026-03-17 | 2025-09-16 | PPM-HVAC | 87
PPM-01309 | In-house PPM | HVAC | HALF YEARLY |  |  | SPLIT AC | SPLIT AC,MB-Z3-D50GF-HVSPU-2424,ELECTRICAL ROOM,GROUND FLOOR,BUILDING D-50,ZONE 3A(ZAHA),SBJ | SBJ-Z3A-B50-GF-ELR-HVSPU-2424 | BUILDING D50 | 6 | DAIKIN | EDMR25CXV17 |  |  |  |  | 17/9/2024 | 18/3/2025 | 16/9/2025 | 17/3/2026 | 17/7/2026 | 16/11/2026 | 18/3/2027 | 18/7/2027 | 2026-03-17 | 2025-09-16 | PPM-HVAC | 88
PPM-01310 | In-house PPM | HVAC | HALF YEARLY |  |  | SPLIT AC | SPLIT AC,MB-Z3-D50GF-HVSPU-2425,LIFT LOBBY,GROUND FLOOR,BUILDING D-50,ZONE 3A(ZAHA),SBJ | SBJ-Z3A-B50-GF-LFL-HVSPU-2425 | BUILDING D50 | 6 | DAIKIN | FT520JEVIK |  |  |  |  | 17/9/2024 | 18/3/2025 | 16/9/2025 | 17/3/2026 | 17/7/2026 | 16/11/2026 | 18/3/2027 | 18/7/2027 | 2026-03-17 | 2025-09-16 | PPM-HVAC | 89
PPM-01311 | In-house PPM | HVAC | HALF YEARLY |  |  | SPLIT AC | SPLIT AC,MB-Z3-D51TF-HVSPU-2429,THIRD FLOOR,BUILDING D-51,ZONE 3A(ZAHA),SBJ | SBJ-Z3A-B51-3F-HVSPU-2429 | BUILDING D51 | 5 | DAIKIN | FT520JEVIK |  |  |  |  | 18/9/2024 | 19/3/2025 | 17/9/2025 | 18/3/2026 | 18/7/2026 | 17/11/2026 | 19/3/2027 | 19/7/2027 | 2026-03-18 | 2025-09-17 | PPM-HVAC | 90
PPM-01312 | In-house PPM | HVAC | HALF YEARLY |  |  | SPLIT AC | SPLIT AC,MB-Z3-D51GF-HVSPU-2427,ELECTRICAL ROOM,GROUND FLOOR,BUILDING D-51,ZONE 3A(ZAHA),SBJ | SBJ-Z3A-B51-GF-ELR-HVSPU-2427 | BUILDING D51 | 6 | DAIKIN | FDMRN25CXV17 |  |  |  |  | 18/9/2024 | 19/3/2025 | 17/9/2025 | 18/3/2026 | 18/7/2026 | 17/11/2026 | 19/3/2027 | 19/7/2027 | 2026-03-18 | 2025-09-17 | PPM-HVAC | 91
PPM-01313 | In-house PPM | HVAC | HALF YEARLY |  |  | SPLIT AC | SPLIT AC,MB-Z3-D51GF-HVSPU-2428,LIFT LOBBY,GROUND FLOOR,BUILDING D-51,ZONE 3A(ZAHA),SBJ | SBJ-Z3A-B51-GF-SPA | BUILDING D51 | 6 | DAIKIN | FT520JEVIK |  |  |  |  | 18/9/2024 | 19/3/2025 | 17/9/2025 | 18/3/2026 | 18/7/2026 | 17/11/2026 | 19/3/2027 | 19/7/2027 | 2026-03-18 | 2025-09-17 | PPM-HVAC | 92
PPM-01314 | In-house PPM | HVAC | HALF YEARLY |  |  | SPLIT AC | SPLIT AC,MB-Z3-D52TF-HVSPU-2431,THIRD FLOOR,BUILDING D-52,ZONE 3B(ZAHA),SBJ | SBJ-Z3B-B52-3F-HVSPU-2431 | BUILDING D52 | 5 | DAIKIN | FTS20JEVIK |  |  |  |  | 19/9/2024 | 20/3/2025 | 18/9/2025 | 19/3/2026 | 19/7/2026 | 18/11/2026 | 20/3/2027 | 20/7/2027 | 2026-03-19 | 2025-09-18 | PPM-HVAC | 93
PPM-01315 | In-house PPM | HVAC | HALF YEARLY |  |  | SPLIT AC | ACCU-D52-LG-COM-ELEC-02ELECTRICAL ROOM,GROUND FLOOR,BUILDING D-52,ZONE 3B(ZAHA),SBJ | SBJ-Z3B-B52-GF-ELR-HVSPU-2716 | BUILDING D52 | 6 | DAIKIN | FDMRN25CXVI |  |  |  |  | 19/9/2024 | 20/3/2025 | 18/9/2025 | 19/3/2026 | 19/7/2026 | 18/11/2026 | 20/3/2027 | 20/7/2027 | 2026-03-19 | 2025-09-18 | PPM-HVAC | 94
PPM-01316 | In-house PPM | HVAC | HALF YEARLY |  |  | SPLIT AC | SPLIT AC,MB-Z3-D52GF-HVSPU-2430,LIFT LOBBY,GROUND FLOOR,BUILDING D-52,ZONE 3B(ZAHA),SBJ | SBJ-Z3B-B52-GF-LFL-HVSPU-2430 | BUILDING D52 | 6 | DAIKIN | FTS20JEVIK |  |  |  |  | 19/9/2024 | 20/3/2025 | 18/9/2025 | 19/3/2026 | 19/7/2026 | 18/11/2026 | 20/3/2027 | 20/7/2027 | 2026-03-19 | 2025-09-18 | PPM-HVAC | 95
PPM-01317 | In-house PPM | HVAC | HALF YEARLY |  |  | SPLIT AC | SPLIT AC,MB-Z3-D53TF-HVSPU-2433,THIRD FLOOR,BUILDING D-53,ZONE 3B(ZAHA),SBJ | SBJ-Z3B-B53-3F-HVSPU-2433 | BUILDING D53 | 5 | DAIKIN | FTS20JEVIK |  |  |  |  | 21/9/2024 | 22/3/2025 | 20/9/2025 | 21/3/2026 | 21/7/2026 | 20/11/2026 | 22/3/2027 | 22/7/2027 | 2026-03-21 | 2025-09-20 | PPM-HVAC | 96
PPM-01318 | In-house PPM | HVAC | HALF YEARLY |  |  | SPLIT AC | SPLIT AC,MB-Z3-D53GF-HVSPU-2717,ELECTRICAL ROOM,GROUND FLOOR,BUILDING D-53,ZONE 3B(ZAHA),SBJ | SBJ-Z3B-B53-GF-ELR-HVSPU-2717 | BUILDING D53 | 6 | DAIKIN | FDMRN25CXVI7 |  |  |  |  | 21/9/2024 | 22/3/2025 | 20/9/2025 | 21/3/2026 | 21/7/2026 | 20/11/2026 | 22/3/2027 | 22/7/2027 | 2026-03-21 | 2025-09-20 | PPM-HVAC | 97
PPM-01319 | In-house PPM | HVAC | HALF YEARLY |  |  | SPLIT AC | SPLIT AC,MB-Z3-D53GF-HVSPU-2432,LIFT LOBBY,GROUND FLOOR,BUILDING D-53,ZONE 3B(ZAHA),SBJ | SBJ-Z3B-B53-GF-LFL-HVSPU-2432 | BUILDING D53 | 6 | DAIKIN | FTS20JEVIKR |  |  |  |  | 21/9/2024 | 22/3/2025 | 20/9/2025 | 21/3/2026 | 21/7/2026 | 20/11/2026 | 22/3/2027 | 22/7/2027 | 2026-03-21 | 2025-09-20 | PPM-HVAC | 98
PPM-01320 | In-house PPM | HVAC | HALF YEARLY |  |  | SPLIT AC | SPLIT AC,MB-Z3-D54TF-HVSPU-2441,THIRD FLOOR,BUILDING D-54,ZONE 3B(ZAHA),SBJ | SBJ-Z3B-B54-3F-HVSPU-2435 | BUILDING D54 | 5 | DAIKIN | FTS20JEVIK |  |  |  |  | 22/9/2024 | 23/3/2025 | 21/9/2025 | 22/3/2026 | 22/7/2026 | 21/11/2026 | 23/3/2027 | 23/7/2027 | 2026-03-22 | 2025-09-21 | PPM-HVAC | 99
PPM-01321 | In-house PPM | HVAC | HALF YEARLY |  |  | SPLIT AC | SPLIT AC,MB-Z3-D54GF-HVSPU-2718,ELECTRICAL ROOM,GROUND FLOOR,BUILDING D-54,ZONE 3B(ZAHA),SBJ | SBJ-Z3B-B54-GF-ELR-HVSPU-2718 | BUILDING D54 | 6 | DAIKIN | FDMRN25CXVI7 |  |  |  |  | 22/9/2024 | 23/3/2025 | 21/9/2025 | 22/3/2026 | 22/7/2026 | 21/11/2026 | 23/3/2027 | 23/7/2027 | 2026-03-22 | 2025-09-21 | PPM-HVAC | 100
PPM-01322 | In-house PPM | HVAC | HALF YEARLY |  |  | SPLIT AC | SPLIT AC,MB-Z3-D54GF-HVSPU-2434,LIFT LOBBY,GROUND FLOOR,BUILDING D-54,ZONE 3B(ZAHA),SBJ | SBJ-Z3B-B54-GF-LFL-HVSPU-2434 | BUILDING D54 | 6 | DAIKIN | FTS20JEVIKR |  |  |  |  | 23/9/2024 | 24/3/2025 | 22/9/2025 | 23/3/2026 | 23/7/2026 | 22/11/2026 | 24/3/2027 | 24/7/2027 | 2026-03-23 | 2025-09-22 | PPM-HVAC | 101
PPM-01323 | In-house PPM | HVAC | HALF YEARLY |  |  | SPLIT AC | SPLIT AC,MB-Z3-D54TF-HVSPU-2437,THIRD FLOOR,BUILDING D-55,ZONE 3B(ZAHA),SBJ | SBJ-Z3B-B55-3F-HVSPU-2437 | BUILDING D55 | 5 | DAIKIN | FTS20JEVIK |  |  |  |  | 23/9/2024 | 24/3/2025 | 22/9/2025 | 23/3/2026 | 23/7/2026 | 22/11/2026 | 24/3/2027 | 24/7/2027 | 2026-03-23 | 2025-09-22 | PPM-HVAC | 102
PPM-01324 | In-house PPM | HVAC | HALF YEARLY |  |  | SPLIT AC | SPLIT AC,MB-Z3-D55GF-HVSPU-2719,ELECTRICAL ROOM,GROUND FLOOR,BUILDING D-55,ZONE 3B(ZAHA),SBJ | SBJ-Z3B-B55-GF-ELR-HVSPU-2719 | BUILDING D55 | 6 | DAIKIN | FDMRN25CXVI7 |  |  |  |  | 23/9/2024 | 24/3/2025 | 22/9/2025 | 23/3/2026 | 23/7/2026 | 22/11/2026 | 24/3/2027 | 24/7/2027 | 2026-03-23 | 2025-09-22 | PPM-HVAC | 103
PPM-01325 | In-house PPM | HVAC | HALF YEARLY |  |  | SPLIT AC | SPLIT AC,MB-Z3-D55GF-HVSPU-2436,LIFT LOBBY,GROUND FLOOR,BUILDING D-55,ZONE 3B(ZAHA),SBJ | SBJ-Z3B-B55-GF-LFL-HVSPU-2436 | BUILDING D55 | 6 | DAIKIN | FTS20JEVIKR |  |  |  |  | 24/9/2024 | 25/3/2025 | 23/9/2025 | 24/3/2026 | 24/7/2026 | 23/11/2026 | 25/3/2027 | 25/7/2027 | 2026-03-24 | 2025-09-23 | PPM-HVAC | 104
PPM-01326 | In-house PPM | HVAC | HALF YEARLY |  |  | SPLIT AC | SPLIT AC,MB-Z3-D56TF-HVSPU-2439,THIRD FLOOR,BUILDING D-56,ZONE 3B(ZAHA),SBJ | SBJ-Z3B-B56-3F-HVSPU-2439 | BUILDING D56 | 5 | DAIKIN | FTS20JEVIK |  |  |  |  | 24/9/2024 | 25/3/2025 | 23/9/2025 | 24/3/2026 | 24/7/2026 | 23/11/2026 | 25/3/2027 | 25/7/2027 | 2026-03-24 | 2025-09-23 | PPM-HVAC | 105
PPM-01327 | In-house PPM | HVAC | HALF YEARLY |  |  | SPLIT AC | SPLIT AC,MB-Z3-D56GF-HVSPU-2720,ELECTRICAL ROOM,GROUND FLOOR,BUILDING D-56,ZONE 3B(ZAHA),SBJ | SBJ-Z3B-B56-GF-ELR-HVSPU-2720 | BUILDING D56 | 6 | DAIKIN | FDMRN25CXVI7 |  |  |  |  | 24/9/2024 | 25/3/2025 | 23/9/2025 | 24/3/2026 | 24/7/2026 | 23/11/2026 | 25/3/2027 | 25/7/2027 | 2026-03-24 | 2025-09-23 | PPM-HVAC | 106
PPM-01328 | In-house PPM | HVAC | HALF YEARLY |  |  | SPLIT AC | SPLIT AC,MB-Z3-D56GF-HVSPU-2438,LIFT LOBBY,GROUND FLOOR,BUILDING D-56,ZONE 3B(ZAHA),SBJ | SBJ-Z3B-B56-GF-LFL-HVSPU-2438 | BUILDING D56 | 6 | DAIKIN | FTS20JEVIKR |  |  |  |  | 25/9/2024 | 26/3/2025 | 24/9/2025 | 25/3/2026 | 25/7/2026 | 24/11/2026 | 26/3/2027 | 26/7/2027 | 2026-03-25 | 2025-09-24 | PPM-HVAC | 107
PPM-01329 | In-house PPM | HVAC | HALF YEARLY |  |  | SPLIT AC | SPLIT AC,MB-Z3-D57TF-HVSPU-2435,THIRD FLOOR,BUILDING D-57,ZONE 3B(ZAHA),SBJ | SBJ-Z3B-B57-3F-HVSPU-2435 | BUILDING D57 | 5 | DAIKIN | FTS20JEVIK |  |  |  |  | 25/9/2024 | 26/3/2025 | 24/9/2025 | 25/3/2026 | 25/7/2026 | 24/11/2026 | 26/3/2027 | 26/7/2027 | 2026-03-25 | 2025-09-24 | PPM-HVAC | 108
PPM-01330 | In-house PPM | HVAC | HALF YEARLY |  |  | SPLIT AC | SPLIT AC,MB-Z3-D57GF-HVSPU-2721,ELECTRICAL ROOM,GROUND FLOOR,BUILDING D-57,ZONE 3B(ZAHA),SBJ | SBJ-Z3B-B57-GF-ELR-HVSPU-2721 | BUILDING D57 | 6 | DAIKIN | FDMRN25CXVI7 |  |  |  |  | 25/9/2024 | 26/3/2025 | 24/9/2025 | 25/3/2026 | 25/7/2026 | 24/11/2026 | 26/3/2027 | 26/7/2027 | 2026-03-25 | 2025-09-24 | PPM-HVAC | 109
PPM-01331 | In-house PPM | HVAC | HALF YEARLY |  |  | SPLIT AC | SPLIT AC,MB-Z3-D57GF-HVSPU-2440,LIFT LOBBY,GROUND FLOOR,BUILDING D-57,ZONE 3B(ZAHA),SBJ | SBJ-Z3B-B57-GF-LFL-HVSPU-2440 | BUILDING D57 | 6 | DAIKIN | FTS20JEVIK |  |  |  |  | 26/9/2024 | 27/3/2025 | 25/9/2025 | 26/3/2026 | 26/7/2026 | 25/11/2026 | 27/3/2027 | 27/7/2027 | 2026-03-26 | 2025-09-25 | PPM-HVAC | 110
PPM-01332 | In-house PPM | HVAC | HALF YEARLY |  |  | SPLIT AC | SPLIT AC,MB-Z3-D58TF-HVSPU-2443,THIRD FLOOR,BUILDING D-58,ZONE 3B(ZAHA),SBJ | SBJ-Z3B-B58-3F-HVSPU-2443 | BUILDING D58 | 5 | DAIKIN | FTS20JEVIK |  |  |  |  | 26/9/2024 | 27/3/2025 | 25/9/2025 | 26/3/2026 | 26/7/2026 | 25/11/2026 | 27/3/2027 | 27/7/2027 | 2026-03-26 | 2025-09-25 | PPM-HVAC | 111
PPM-01333 | In-house PPM | HVAC | HALF YEARLY |  |  | SPLIT AC | SPLIT AC,MB-Z3-D58GF-HVSPU-2722,ELECTRICAL ROOM,GROUND FLOOR,BUILDING D-58,ZONE 3B(ZAHA),SBJ | SBJ-Z3B-B58-GF-ELR-HVSPU-2722 | BUILDING D58 | 6 | DAIKIN | FDMRN25CXVI7 |  |  |  |  | 26/9/2024 | 27/3/2025 | 25/9/2025 | 26/3/2026 | 26/7/2026 | 25/11/2026 | 27/3/2027 | 27/7/2027 | 2026-03-26 | 2025-09-25 | PPM-HVAC | 112
PPM-01334 | In-house PPM | HVAC | HALF YEARLY |  |  | SPLIT AC | SPLIT AC,MB-Z3-D58GF-HVSPU-2442,LIFT LOBBY,GROUND FLOOR,BUILDING D-58,ZONE 3B(ZAHA),SBJ | SBJ-Z3B-B58-GF-LFL-HVSPU-2442 | BUILDING D58 | 6 | DAIKIN | FTS20JEVIK |  |  |  |  | 28/9/2024 | 29/3/2025 | 27/9/2025 | 28/3/2026 | 28/7/2026 | 27/11/2026 | 29/3/2027 | 29/7/2027 | 2026-03-28 | 2025-09-27 | PPM-HVAC | 113
PPM-01335 | In-house PPM | HVAC | HALF YEARLY |  |  | SPLIT AC | SPLIT AC,MB-Z3-D59TF-HVSPU-2445,THIRD FLOOR,BUILDING D-59,ZONE 3B(ZAHA),SBJ | SBJ-Z3B-B59-3F-HVSPU-2445 | BUILDING D59 | 5 | DAIKIN | FTS20JEVIK |  |  |  |  | 28/9/2024 | 29/3/2025 | 27/9/2025 | 28/3/2026 | 28/7/2026 | 27/11/2026 | 29/3/2027 | 29/7/2027 | 2026-03-28 | 2025-09-27 | PPM-HVAC | 114
PPM-01336 | In-house PPM | HVAC | HALF YEARLY |  |  | SPLIT AC | SPLIT AC,MB-Z3-D59GF-HVSPU-2723,ELECTRICAL ROOM,GROUND FLOOR,BUILDING D-59,ZONE 3B(ZAHA),SBJ | SBJ-Z3B-B59-GF-ELR-HVSPU-2723 | BUILDING D59 | 6 | DAIKIN | FDMRN25CXVI7 |  |  |  |  | 29/9/2024 | 30/3/2025 | 28/9/2025 | 29/3/2026 | 29/7/2026 | 28/11/2026 | 30/3/2027 | 30/7/2027 | 2026-03-29 | 2025-09-28 | PPM-HVAC | 115
PPM-01337 | In-house PPM | HVAC | HALF YEARLY |  |  | SPLIT AC | SPLIT AC,MB-Z3-D59GF-HVSPU-2444,LIFT LOBBY,GROUND FLOOR,BUILDING D-59,ZONE 3B(ZAHA),SBJ | SBJ-Z3B-B59-GF-LFL-HVSPU-2444 | BUILDING D59 | 6 | DAIKIN | FTS20JEVIK |  |  |  |  | 29/9/2024 | 30/3/2025 | 28/9/2025 | 29/3/2026 | 29/7/2026 | 28/11/2026 | 30/3/2027 | 30/7/2027 | 2026-03-29 | 2025-09-28 | PPM-HVAC | 116
PPM-01338 | In-house PPM | HVAC | HALF YEARLY |  |  | SPLIT AC | SPLIT AC,MB-Z3-D60TF-HVSPU-2447,THIRD FLOOR,BUILDING D-60,ZONE 3B(ZAHA),SBJ | SBJ-Z3B-B60-3F-HVSPU-2447 | BUILDING D60 | 5 | DAIKIN | FTS20JEVIK |  |  |  |  | 30/9/2024 | 31/3/2025 | 29/9/2025 | 30/3/2026 | 30/7/2026 | 29/11/2026 | 31/3/2027 | 31/7/2027 | 2026-03-30 | 2025-09-29 | PPM-HVAC | 117
PPM-01339 | In-house PPM | HVAC | HALF YEARLY |  |  | SPLIT AC | SPLIT AC,MB-Z3-D60GF-HVSPU-2724,ELECTRICAL ROOM,GROUND FLOOR,BUILDING D-60,ZONE 3B(ZAHA),SBJ | SBJ-Z3B-B60-GF-ELR-HVSPU-2724 | BUILDING D60 | 6 | DAIKIN | FDMRN25CXVI7 |  |  |  |  | 30/9/2024 | 31/3/2025 | 29/9/2025 | 30/3/2026 | 30/7/2026 | 29/11/2026 | 31/3/2027 | 31/7/2027 | 2026-03-30 | 2025-09-29 | PPM-HVAC | 118
PPM-01340 | In-house PPM | HVAC | HALF YEARLY |  |  | SPLIT AC | SPLIT AC,MB-Z3-D60GF-HVSPU-2446,LIFT LOBBY,GROUND FLOOR,BUILDING D-60,ZONE 3B(ZAHA),SBJ | SBJ-Z3B-B60-GF-LFL-HVSPU-2446 | BUILDING D60 | 6 | DAIKIN | FTS20JEVIK |  |  |  |  | 30/9/2024 | 31/3/2025 | 29/9/2025 | 30/3/2026 | 30/7/2026 | 29/11/2026 | 31/3/2027 | 31/7/2027 | 2026-03-30 | 2025-09-29 | PPM-HVAC | 119
PPM-01341 | In-house PPM | HVAC | HALF YEARLY |  |  | SPLIT AC | SPLIT AC,MB-Z3-D61TF-HVSPU-2449,THIRD FLOOR,BUILDING D-61,ZONE 3B(ZAHA),SBJ | SBJ-Z3B-B61-3F-HVSPU-2449 | BUILDING D61 | 5 | DAIKIN | FTS20JEVIK |  |  |  |  | 1/10/2024 | 1/4/2025 | 30/9/2025 | 31/3/2026 | 31/7/2026 | 30/11/2026 | 1/4/2027 | 1/8/2027 | 2026-03-31 | 2025-09-30 | PPM-HVAC | 120
PPM-01342 | In-house PPM | HVAC | HALF YEARLY |  |  | SPLIT AC | SPLIT AC,MB-Z3-D61GF-HVSPU-2725,ELECTRICAL ROOM,GROUND FLOOR,BUILDING D-61,ZONE 3B(ZAHA),SBJ | SBJ-Z3B-B61-GF-ELR-HVSPU-2725 | BUILDING D61 | 6 | DAIKIN | FDMRN25CXVI7 |  |  |  |  | 1/10/2024 | 1/4/2025 | 30/9/2025 | 31/3/2026 | 31/7/2026 | 30/11/2026 | 1/4/2027 | 1/8/2027 | 2026-03-31 | 2025-09-30 | PPM-HVAC | 121
PPM-01343 | In-house PPM | HVAC | HALF YEARLY |  |  | SPLIT AC | SPLIT AC,MB-Z3-D61GF-HVSPU-2448,LIFT LOBBY,GROUND FLOOR,BUILDING D-61,ZONE 3B(ZAHA),SBJ | SBJ-Z3B-B61-GF-LFL-HVSPU-2448 | BUILDING D61 | 6 | DAIKIN | FTS20JEVIK |  |  |  |  | 2/10/2024 | 2/4/2025 | 1/10/2025 | 1/4/2026 | 1/8/2026 | 1/12/2026 | 2/4/2027 | 2/8/2027 | 2026-04-01 | 2025-10-01 | PPM-HVAC | 122
PPM-01344 | In-house PPM | HVAC | HALF YEARLY |  |  | SPLIT AC | SPLIT AC,MB-Z3-D62TF-HVSPU-2451,THIRD FLOOR,BUILDING D-62,ZONE 3B(ZAHA),SBJ | SBJ-Z3B-B62-3F-HVSPU-2451 | BUILDING D62 | 5 | DAIKIN | FTS20JEVIK |  |  |  |  | 2/10/2024 | 2/4/2025 | 1/10/2025 | 1/4/2026 | 1/8/2026 | 1/12/2026 | 2/4/2027 | 2/8/2027 | 2026-04-01 | 2025-10-01 | PPM-HVAC | 123
PPM-01345 | In-house PPM | HVAC | HALF YEARLY |  |  | SPLIT AC | SPLIT AC,MB-Z3-D62GF-HVSPU-2726,ELECTRICAL ROOM,GROUND FLOOR,BUILDING D-62,ZONE 3B(ZAHA),SBJ | SBJ-Z3B-B62-GF-ELR-HVSPU-2726 | BUILDING D62 | 6 | DAIKIN | FDMRN25CXVI7 |  |  |  |  | 3/10/2024 | 3/4/2025 | 2/10/2025 | 2/4/2026 | 2/8/2026 | 2/12/2026 | 3/4/2027 | 3/8/2027 | 2026-04-02 | 2025-10-02 | PPM-HVAC | 124
PPM-01346 | In-house PPM | HVAC | HALF YEARLY |  |  | SPLIT AC | SPLIT AC,MB-Z3-D62GF-HVSPU-2450,LIFT LOBBY,GROUND FLOOR,BUILDING D-62,ZONE 3B(ZAHA),SBJ | SBJ-Z3B-B62-GF-LFL-HVSPU-2450 | BUILDING D62 | 6 | DAIKIN | FTS20JEVIK |  |  |  |  | 3/10/2024 | 3/4/2025 | 2/10/2025 | 2/4/2026 | 2/8/2026 | 2/12/2026 | 3/4/2027 | 3/8/2027 | 2026-04-02 | 2025-10-02 | PPM-HVAC | 125
PPM-01347 | In-house PPM | HVAC | HALF YEARLY |  |  | CABINET AC | CABINET AC(MB-Z2-Z02GL-HVCAB-10130),LIFTING STATION-2, ROAD 3,ZONE1,SBJ | SBJ-Z1-R03-LS2-HVCAB-0130 | LIFTING STATION 2 - ROAD 3 - ZONE 1 | 5 | PENTAIR | T150126G100 |  |  |  |  | 5/10/2024 | 5/4/2025 | 4/10/2025 | 4/4/2026 | 4/8/2026 | 4/12/2026 | 5/4/2027 | 5/8/2027 | 2026-04-04 | 2025-10-04 | PPM-HVAC | 126
PPM-01348 | In-house PPM | HVAC | HALF YEARLY |  |  | CABINET AC | CABINET AC(MB-8-45GL-0131),LIFTING STATION LS-03,ZONE-8,SBJ | SBJ-Z8-LS3-HVCAB-0131 | LIFTING STATION 3 - ROAD 8 - ZONE 2 | 4 | PENTAIR | T150126G100 |  |  |  |  | 5/10/2024 | 5/4/2025 | 4/10/2025 | 4/4/2026 | 4/8/2026 | 4/12/2026 | 5/4/2027 | 5/8/2027 | 2026-04-04 | 2025-10-04 | PPM-HVAC | 127
PPM-01349 | In-house PPM | HVAC | HALF YEARLY |  |  | CABINET AC | CABINET AC(MB-5-44GL-0132),LIFTING STATION LS-4,ZONE-05,ZONE-5,SBJ | SBJ-Z5-LS4-HVCAB-0132 | LIFTING STATION 4 - ROAD 15 - ZONE 05 | 4 | PENTAIR | T150126G100 |  |  |  |  | 6/10/2024 | 6/4/2025 | 5/10/2025 | 5/4/2026 | 5/8/2026 | 5/12/2026 | 6/4/2027 | 6/8/2027 | 2026-04-05 | 2025-10-05 | PPM-HVAC | 128
PPM-01350 | In-house PPM | HVAC | HALF YEARLY |  |  | CABINET AC | CABINET AC(MB-Z1-Z01GL-HVCAB-0133),LIFTING STATION LS-05,,ZONE-1,SBJ | SBJ-Z1-LS5-HVCAB-0133 | LIFTING STATION 5 - ROAD 3 - ZONE 01 | 4 | PENTAIR | T150126G100 |  |  |  |  | 6/10/2024 | 6/4/2025 | 5/10/2025 | 5/4/2026 | 5/8/2026 | 5/12/2026 | 6/4/2027 | 6/8/2027 | 2026-04-05 | 2025-10-05 | PPM-HVAC | 129
PPM-01351 | In-house PPM | HVAC | HALF YEARLY |  |  | SPLIT AC | SPLIT UNIT(MB-3-43GL-0135),PUMPING STATION PS-1,ZONE-3,SBJ | SBJ-Z2-PS1-HVSPU-0135 | PUMPING STATION 1 - ZONE 2, ROAD 2 | 4 | [6 empty] | 7/10/2024 | 7/4/2025 | 6/10/2025 | 6/4/2026 | 6/8/2026 | 6/12/2026 | 7/4/2027 | 7/8/2027 | 2026-04-06 | 2025-10-06 | PPM-HVAC | 130
PPM-01352 | In-house PPM | HVAC | HALF YEARLY |  |  | CABINET AC | CABINET AC(MB-3-43GL-0128),PUMPING STATION PS-3,ZONE-3,SBJ | SBJ-Z3-PS3-HVCAB-0128 | PUMPING STATION 3 - ZONE 3, ROAD 9 | 4 | PENTAIR | T200226-100 |  |  |  |  | 7/10/2024 | 7/4/2025 | 6/10/2025 | 6/4/2026 | 6/8/2026 | 6/12/2026 | 7/4/2027 | 7/8/2027 | 2026-04-06 | 2025-10-06 | PPM-HVAC | 131
PPM-01353 | In-house PPM | HVAC | HALF YEARLY |  |  | CABINET AC | CABINET AC(MB-3-43GL-0129),PUMPING STATION PS-4,ZONE-3,SBJ | SBJ-Z3-PS4-HVCAB-0129 | PUMPING STATION 4 - ZONE 3 , ROAD 11 | 4 | PENTAIR | T150126G100 |  |  |  |  | 8/10/2024 | 8/4/2025 | 7/10/2025 | 7/4/2026 | 7/8/2026 | 7/12/2026 | 8/4/2027 | 8/8/2027 | 2026-04-07 | 2025-10-07 | PPM-HVAC | 132
PPM-01354 | In-house PPM | HVAC | HALF YEARLY |  |  | SPLIT AC | SPLIT UNIT(MB-8-45GL-0134),PUMPING STATION PS-05,ZONE-8,SBJ | SBJ-Z8-PS5-HVSPU-0134 | PUMPING STATION 5 - ZONE 8 , ROAD 01 | 4 | [6 empty] | 8/10/2024 | 8/4/2025 | 7/10/2025 | 7/4/2026 | 7/8/2026 | 7/12/2026 | 8/4/2027 | 8/8/2027 | 2026-04-07 | 2025-10-07 | PPM-HVAC | 133
PPM-01355 | In-house PPM | HVAC | HALF YEARLY |  |  | SPLIT AC | SPLIT AC,IRRIGATION PUMP ROOM-1,TECHNICAL ZONE,ZONE-1,SBJ | SBJ-Z1-IP1-SPA | IRRIGATION PUMP ROOM 1 | 4 | [6 empty] | 9/10/2024 | 9/4/2025 | 8/10/2025 | 8/4/2026 | 8/8/2026 | 8/12/2026 | 9/4/2027 | 9/8/2027 | 2026-04-08 | 2025-10-08 | PPM-HVAC | 134
PPM-01356 | In-house PPM | HVAC | HALF YEARLY |  |  | SPLIT AC | SPLIT AC,IRRIGATION PUMP ROOM-02,ZONE 3,SBJ | SBJ-Z3-IP2-HVSPU-3070 | IRRIGATION PUMP ROOM 2 | 4 | LG | SFNC2465DAO |  |  |  |  | 9/10/2024 | 9/4/2025 | 8/10/2025 | 8/4/2026 | 8/8/2026 | 8/12/2026 | 9/4/2027 | 9/8/2027 | 2026-04-08 | 2025-10-08 | PPM-HVAC | 135
PPM-01357 | In-house PPM | HVAC | HALF YEARLY |  |  | SPLIT AC | SPLIT AC,IRRIGATION PUMP ROOM-03,ZONE 5,SBJ | SBJ-Z5-IP3-HVSPU-3071 | IRRIGATION PUMP ROOM 3 | 4 | LG | SFNC2465DAO |  |  |  |  | 10/10/2024 | 10/4/2025 | 9/10/2025 | 9/4/2026 | 9/8/2026 | 9/12/2026 | 10/4/2027 | 10/8/2027 | 2026-04-09 | 2025-10-09 | PPM-HVAC | 136
PPM-01358 | In-house PPM | HVAC | HALF YEARLY |  |  | SPLIT AC | SPLIT AC,IRRIGATION PUMP ROOM-04,ZONE 8,SBJ | SBJ-Z8-IP3-SPA | IRRIGATION PUMP ROOM 4 | 4 | [6 empty] | 10/10/2024 | 10/4/2025 | 9/10/2025 | 9/4/2026 | 9/8/2026 | 9/12/2026 | 10/4/2027 | 10/8/2027 | 2026-04-09 | 2025-10-09 | PPM-HVAC | 137
PPM-01359 | In-house PPM | HVAC | HALF YEARLY |  |  | DUCTABLE SPLIT AC | DUCTABLE SPLIT AC,SBJ-Z1-SCB-SCR-HVDXI-2386,SECURITY ROOM,SECURITY / CCTV BUILDING,ZONE 1,SBJ | SBJ-Z1-SCB-SCR-HVDXI-2386 | SCB | 1 | O GENERAL | ARGA30FMTA |  |  |  |  | 10/10/2024 | 10/4/2025 | 9/10/2025 | 9/4/2026 | 9/8/2026 | 9/12/2026 | 10/4/2027 | 10/8/2027 | 2026-04-09 | 2025-10-09 | PPM-HVAC | 138
PPM-01360 | In-house PPM | HVAC | HALF YEARLY |  |  | DUCTABLE SPLIT AC | DUCTABLE SPLIT AC,SBJ-Z1-SCB-SCR-HVDXI-2387,SECURITY ROOM,SECURITY / CCTV BUILDING,ZONE 1,SBJ | SBJ-Z1-SCB-SCR-HVDXI-2387 | SCB | 1 | O GENERAL | ARGA30FMTA |  |  |  |  | 12/10/2024 | 12/4/2025 | 11/10/2025 | 11/4/2026 | 11/8/2026 | 11/12/2026 | 12/4/2027 | 12/8/2027 | 2026-04-11 | 2025-10-11 | PPM-HVAC | 139
PPM-01361 | In-house PPM | HVAC | HALF YEARLY |  |  | SPLIT AC | SPLIT AC,MB-Z1-SECGF-HVSPU-2388,SECURITY ROOM,SECURITY / CCTV BUILDING,ZONE 1,SBJ | SBJ-Z1-SCB-SCR-HVSPU-2388 | SCB | 1 | CLOVER | B7A |  |  |  |  | 12/10/2024 | 12/4/2025 | 11/10/2025 | 11/4/2026 | 11/8/2026 | 11/12/2026 | 12/4/2027 | 12/8/2027 | 2026-04-11 | 2025-10-11 | PPM-HVAC | 140
PPM-01362 | In-house PPM | HVAC | HALF YEARLY |  |  | DUCTABLE SPLIT AC | DUCTABLE SPLIT AC,MB-Z1-SECGF-HVDXI-2384,ROP BUILDING,ZONE 1(ANCILLIARY BUILDING),SBJ | SBJ-Z1-ROP-HVDXI-2384 | ROP | 1 | O GENERAL | ARGA30FMTA |  |  |  |  | 12/10/2024 | 12/4/2025 | 11/10/2025 | 11/4/2026 | 11/8/2026 | 11/12/2026 | 12/4/2027 | 12/8/2027 | 2026-04-11 | 2025-10-11 | PPM-HVAC | 141
PPM-01363 | In-house PPM | HVAC | HALF YEARLY |  |  | DUCTABLE SPLIT AC | DUCTABLE SPLIT AC,MB-Z1-SECGF-HVDXI-2385,ROP BUILDING,ZONE 1(ANCILLIARY BUILDING),SBJ | SBJ-Z1-ROP-HVDXI-2385 | ROP | 1 | O GENERAL | ARGA30FMTA |  |  |  |  | 13/10/2024 | 13/4/2025 | 12/10/2025 | 12/4/2026 | 12/8/2026 | 12/12/2026 | 13/4/2027 | 13/8/2027 | 2026-04-12 | 2025-10-12 | PPM-HVAC | 142
PPM-01364 | In-house PPM | HVAC | HALF YEARLY |  |  | SPLIT AC | SPLIT AC(MB-Z1-ASRGF-HVSPU-2397),SECURITY ROOM,ACCOM-SECURITY,LV & PATCH PANEL ROOM,ZONE 1,SBJ | SBJ-Z1-SLP-SCR-HVSPU-2397 | SLP | 1 | BEST | BSTGS24CN(I) |  |  |  |  | 13/10/2024 | 13/4/2025 | 12/10/2025 | 12/4/2026 | 12/8/2026 | 12/12/2026 | 13/4/2027 | 13/8/2027 | 2026-04-12 | 2025-10-12 | PPM-HVAC | 143
PPM-01365 | In-house PPM | HVAC | HALF YEARLY |  |  | SPLIT AC | SPLIT AC(MB-Z1-ASRGF-HVSPU-2394),IT ROOM,CCOM-SECURITY,LV & PATCH PANEL ROOM,ZONE 1,SBJ | SBJ-Z1-SLP-TR-HVSPU-2394 | SLP | 1 | YORK | YE2HC36FC7AC47-G2 |  |  |  |  | 13/10/2024 | 13/4/2025 | 12/10/2025 | 12/4/2026 | 12/8/2026 | 12/12/2026 | 13/4/2027 | 13/8/2027 | 2026-04-12 | 2025-10-12 | PPM-HVAC | 144
PPM-01366 | In-house PPM | HVAC | HALF YEARLY |  |  | SPLIT AC | SPLIT AC(MB-Z1-ASRGF-HVSPU-2395),LV ROOM,ACCOM-SECURITY,LV & PATCH PANEL ROOM,ZONE 1,SBJ | SBJ-Z1-SLP-LVR-HVSPU-2395 | SLP | 1 | YORK | [5 empty] | 13/10/2024 | 13/4/2025 | 12/10/2025 | 12/4/2026 | 12/8/2026 | 12/12/2026 | 13/4/2027 | 13/8/2027 | 2026-04-12 | 2025-10-12 | PPM-HVAC | 145
PPM-01367 | In-house PPM | HVAC | HALF YEARLY |  |  | SPLIT AC | SPLIT AC(MB-Z1-ASRGF-HVSPU-2396),SECURITY CHECK POINT,ACCOM-SECURITY,LV & PATCH PANEL ROOM,ZONE 1,SBJ | SBJ-Z1-SLP-SCP-HVSPU-2396 | SLP | 1 | YORK | [5 empty] | 14/10/2024 | 14/4/2025 | 13/10/2025 | 13/4/2026 | 13/8/2026 | 13/12/2026 | 14/4/2027 | 14/8/2027 | 2026-04-13 | 2025-10-13 | PPM-HVAC | 146
PPM-01368 | In-house PPM | HVAC | HALF YEARLY |  |  | DUCTABLE SPLIT AC | DUCTABLE SPLIT AC,MB-Z1-NURGF-HVDXI-2389,NURSERY BUILDING,ZONE 1,SBJ | SBJ-Z1-NUB-REC-HVDXI-2389 | NURSSERY BUILDING | 1 | YORK | YE2LD18C7BC47-G2 |  |  |  |  | 14/10/2024 | 14/4/2025 | 13/10/2025 | 13/4/2026 | 13/8/2026 | 13/12/2026 | 14/4/2027 | 14/8/2027 | 2026-04-13 | 2025-10-13 | PPM-HVAC | 147
PPM-01369 | In-house PPM | HVAC | HALF YEARLY |  |  | DUCTABLE SPLIT AC | DUCTABLE SPLIT AC,MB-Z1-NURGF-HVDXI-2390,NURSERY BUILDING,ZONE 1,SBJ | SBJ-Z1-NUB-LSS-HVDXI-2390 | NURSSERY BUILDING | 1 | YORK | YE2LD24FC7AC47 |  |  |  |  | 14/10/2024 | 14/4/2025 | 13/10/2025 | 13/4/2026 | 13/8/2026 | 13/12/2026 | 14/4/2027 | 14/8/2027 | 2026-04-13 | 2025-10-13 | PPM-HVAC | 148
PPM-01370 | In-house PPM | HVAC | HALF YEARLY |  |  | DUCTABLE SPLIT AC | DUCTABLE SPLIT AC,MB-Z1-NURGF-HVDXI-2391,NURSERY BUILDING,ZONE 1,SBJ | SBJ-Z1-NUB-LSO-HVDXI-2391 | NURSSERY BUILDING | 1 | YORK | YE2LD18C7BC47-G2 |  |  |  |  | 15/10/2024 | 15/4/2025 | 14/10/2025 | 14/4/2026 | 14/8/2026 | 14/12/2026 | 15/4/2027 | 15/8/2027 | 2026-04-14 | 2025-10-14 | PPM-HVAC | 149
PPM-01371 | In-house PPM | HVAC | HALF YEARLY |  |  | DUCTABLE SPLIT AC | DUCTABLE SPLIT AC,MB-Z1-NURGF-HVDXI-2392,NURSERY BUILDING,ZONE 1,SBJ | SBJ-Z1-NUB-OFC-HVDXI-2392 | NURSSERY BUILDING | 1 | YORK | YE2LD4FC7AC47 |  |  |  |  | 15/10/2024 | 15/4/2025 | 14/10/2025 | 14/4/2026 | 14/8/2026 | 14/12/2026 | 15/4/2027 | 15/8/2027 | 2026-04-14 | 2025-10-14 | PPM-HVAC | 150
PPM-01372 | In-house PPM | HVAC | HALF YEARLY |  |  | SPLIT AC | SPLIT AC,MB-Z1-FPRGF-HVSPU-2393,FIRE PUMP ROOM,ZONE 1,SBJ | SBJ-Z1-FPR-GF-HVSPU-2393 | FIRE PUMP ROOM | 1 | YORK | YE2HT30FC7AC47-G2 |  |  |  |  | 15/10/2024 | 15/4/2025 | 14/10/2025 | 14/4/2026 | 14/8/2026 | 14/12/2026 | 15/4/2027 | 15/8/2027 | 2026-04-14 | 2025-10-14 | PPM-HVAC | 151
PPM-01373 | In-house PPM | HVAC | HALF YEARLY |  |  | FAN COIL UNIT | FAN COIL UNIT(MB-Z1-FMBGF-HVFCU-1482),GROUND FLOOR,FM BUILDING,ZONE 1,SBJ | SBJ-Z1-FM-GF-FCU1 | FM BUILDING | 1 | YORK | FWW800DA |  |  |  |  | 16/10/2024 | 16/4/2025 | 15/10/2025 | 15/4/2026 | 15/8/2026 | 15/12/2026 | 16/4/2027 | 16/8/2027 | 2026-04-15 | 2025-10-15 | PPM-HVAC | 152
PPM-01374 | In-house PPM | HVAC | HALF YEARLY |  |  | FAN COIL UNIT | FAN COIL UNIT(MB-Z1-FMBGF-HVFCU-1483),GROUND FLOOR,FM BUILDING,ZONE 1,SBJ | SBJ-Z1-FM-GF-FCU2 | FM BUILDING | 1 | YORK | FWW1600DA |  |  |  |  | 16/10/2024 | 16/4/2025 | 15/10/2025 | 15/4/2026 | 15/8/2026 | 15/12/2026 | 16/4/2027 | 16/8/2027 | 2026-04-15 | 2025-10-15 | PPM-HVAC | 153
PPM-01375 | In-house PPM | HVAC | HALF YEARLY |  |  | FAN COIL UNIT | FAN COIL UNIT(MB-Z1-FMBGF-HVFCU-1484),GROUND FLOOR,FM BUILDING,ZONE 1,SBJ | SBJ-Z1-FM-GF-FCU3 | FM BUILDING | 1 | YORK | FWW1600DA |  |  |  |  | 16/10/2024 | 16/4/2025 | 15/10/2025 | 15/4/2026 | 15/8/2026 | 15/12/2026 | 16/4/2027 | 16/8/2027 | 2026-04-15 | 2025-10-15 | PPM-HVAC | 154
PPM-01376 | In-house PPM | HVAC | HALF YEARLY |  |  | FAN COIL UNIT | FAN COIL UNIT(MB-Z1-FMBGF-HVFCU-1485),GROUND FLOOR,FM BUILDING,ZONE 1,SBJ | SBJ-Z1-FM-GF-FCU4 | FM BUILDING | 1 | YORK | FWW1000DA |  |  |  |  | 17/10/2024 | 17/4/2025 | 16/10/2025 | 16/4/2026 | 16/8/2026 | 16/12/2026 | 17/4/2027 | 17/8/2027 | 2026-04-16 | 2025-10-16 | PPM-HVAC | 155
PPM-01377 | In-house PPM | HVAC | HALF YEARLY |  |  | FAN COIL UNIT | FAN COIL UNIT(MB-Z1-FMBGF-HVFCU-1490),FEMALE PRAYER ROOM,GROUND FLOOR,FM BUILDING,ZONE 1,SBJ | SBJ-Z1-FM-GF-FPY-FCU | FM BUILDING | 1 | YORK | YGFC10STCE4XF1XB54 |  |  |  |  | 17/10/2024 | 17/4/2025 | 16/10/2025 | 16/4/2026 | 16/8/2026 | 16/12/2026 | 17/4/2027 | 17/8/2027 | 2026-04-16 | 2025-10-16 | PPM-HVAC | 156
PPM-01378 | In-house PPM | HVAC | HALF YEARLY |  |  | FAN COIL UNIT | FAN COIL UNIT(MB-Z1-FMBGF-HVFCU-1489),MALE PRAYER ROOM,GROUND FLOOR,FM BUILDING,ZONE 1,SBJ | SBJ-Z1-FM-GF-MPY-FCU | FM BUILDING | 1 | YORK | FWW400DA |  |  |  |  | 17/10/2024 | 17/4/2025 | 16/10/2025 | 16/4/2026 | 16/8/2026 | 16/12/2026 | 17/4/2027 | 17/8/2027 | 2026-04-16 | 2025-10-16 | PPM-HVAC | 157
PPM-01379 | In-house PPM | HVAC | HALF YEARLY |  |  | FAN COIL UNIT | FAN COIL UNIT(MB-1-1GF-0095),IT ROOM,GROUND FLOOR,FM BUILDING,ZONE 1,SBJ | SBJ-Z1-FM-GF-ITR-FCU2 | FM BUILDING | 1 | YORK | [5 empty] | 19/10/2024 | 19/4/2025 | 18/10/2025 | 18/4/2026 | 18/8/2026 | 18/12/2026 | 19/4/2027 | 19/8/2027 | 2026-04-18 | 2025-10-18 | PPM-HVAC | 158
PPM-01380 | In-house PPM | HVAC | HALF YEARLY |  |  | FAN COIL UNIT | FAN COIL UNIT(MB-Z1-FMBGF-HVFCU-1486),MEETING ROOM,GROUND FLOOR,FM BUILDING,ZONE 1,SBJ | SBJ-Z1-FM-GF-MTR-FCU | FM BUILDING | 1 | YORK | FWW1000DA |  |  |  |  | 19/10/2024 | 19/4/2025 | 18/10/2025 | 18/4/2026 | 18/8/2026 | 18/12/2026 | 19/4/2027 | 19/8/2027 | 2026-04-18 | 2025-10-18 | PPM-HVAC | 159
PPM-01381 | In-house PPM | HVAC | HALF YEARLY |  |  | FAN COIL UNIT | FAN COIL UNIT(MB-Z1-FMBGF-HVFCU-1487),PANTRY,GROUND FLOOR,FM BUILDING,ZONE 1,SBJ | SBJ-Z1-FM-GF-PNT-FCU | FM BUILDING | 1 | YORK | FWW1000DA |  |  |  |  | 19/10/2024 | 19/4/2025 | 18/10/2025 | 18/4/2026 | 18/8/2026 | 18/12/2026 | 19/4/2027 | 19/8/2027 | 2026-04-18 | 2025-10-18 | PPM-HVAC | 160
PPM-01382 | In-house PPM | HVAC | HALF YEARLY |  |  | FAN COIL UNIT | FAN COIL UNIT(MB-Z1-FMBGF-HVFCU-1481),RECEPTION,GROUND FLOOR,FM BUILDING,ZONE 1,SBJ | SBJ-Z1-FM-GF-RCP-FCU | FM BUILDING | 1 | YORK | FWW1400DA |  |  |  |  | 20/10/2024 | 20/4/2025 | 19/10/2025 | 19/4/2026 | 19/8/2026 | 19/12/2026 | 20/4/2027 | 20/8/2027 | 2026-04-19 | 2025-10-19 | PPM-HVAC | 161
PPM-01383 | In-house PPM | HVAC | HALF YEARLY |  |  | FAN COIL UNIT | FAN COIL UNIT(MB-Z1-FMBGF-HVFCU-1488),SECURITY ROOM,GROUND FLOOR,FM BUILDING,ZONE 1,SBJ | SBJ-Z1-FM-GF-SER-FCU | FM BUILDING | 1 | YORK | FWW1600DA |  |  |  |  | 20/10/2024 | 20/4/2025 | 19/10/2025 | 19/4/2026 | 19/8/2026 | 19/12/2026 | 20/4/2027 | 20/8/2027 | 2026-04-19 | 2025-10-19 | PPM-HVAC | 162
PPM-01384 | In-house PPM | HVAC | HALF YEARLY |  |  | FAN COIL UNIT | FAN COIL UNIT(MB-1-1GF-0094),IT ROOM,GROUND FLOOR,FM BUILDING,ZONE 1,SBJ | SBJ-Z1-FM-GF-ITR-FCU1 | FM BUILDING | 1 | YORK | [5 empty] | 20/10/2024 | 20/4/2025 | 19/10/2025 | 19/4/2026 | 19/8/2026 | 19/12/2026 | 20/4/2027 | 20/8/2027 | 2026-04-19 | 2025-10-19 | PPM-HVAC | 163
PPM-01385 | In-house PPM | HVAC | HALF YEARLY |  |  | SPLIT AC | SPLIT AC(MB-1-1GF-0096),IT ROOM,GROUND FLOOR,FM BUILDING,ZONE 1,SBJ | SBJ-Z1-FM-GF-ITR-SU | FM BUILDING | 1 | YORK | [5 empty] | 21/10/2024 | 21/4/2025 | 20/10/2025 | 20/4/2026 | 20/8/2026 | 20/12/2026 | 21/4/2027 | 21/8/2027 | 2026-04-20 | 2025-10-20 | PPM-HVAC | 164
PPM-01386 | In-house PPM | HVAC | HALF YEARLY |  |  | FAN COIL UNIT | FAN COIL UNIT(MB-Z1-FMBFF-HVFCU-1478),CORRIDOR,FIRST FLOOR,FM BUILDING,ZONE 1,SBJ | SBJ-Z1-FM-FF-COR-FCU | FM BUILDING | 1 | YORK | [5 empty] | 21/10/2024 | 21/4/2025 | 20/10/2025 | 20/4/2026 | 20/8/2026 | 20/12/2026 | 21/4/2027 | 21/8/2027 | 2026-04-20 | 2025-10-20 | PPM-HVAC | 165
PPM-01387 | In-house PPM | HVAC | HALF YEARLY |  |  | FAN COIL UNIT | FAN COIL UNIT(MB-1-1FF-0068),OFFICE,FIRST FLOOR,FM BUILDING,ZONE 1,SBJ | SBJ-Z1-FM-FF-OFC-FCU1 | FM BUILDING | 1 | YORK | FWW600DA |  |  |  |  | 21/10/2024 | 21/4/2025 | 20/10/2025 | 20/4/2026 | 20/8/2026 | 20/12/2026 | 21/4/2027 | 21/8/2027 | 2026-04-20 | 2025-10-20 | PPM-HVAC | 166
PPM-01388 | In-house PPM | HVAC | HALF YEARLY |  |  | FAN COIL UNIT | FAN COIL UNIT(MB-1-1FF-0069),OFFICE,FIRST FLOOR,FM BUILDING,ZONE 1,SBJ | SBJ-Z1-FM-FF-OFC-FCU2 | FM BUILDING | 1 | YORK | FWW400DA |  |  |  |  | 22/10/2024 | 22/4/2025 | 21/10/2025 | 21/4/2026 | 21/8/2026 | 21/12/2026 | 22/4/2027 | 22/8/2027 | 2026-04-21 | 2025-10-21 | PPM-HVAC | 167
PPM-01389 | In-house PPM | HVAC | HALF YEARLY |  |  | FAN COIL UNIT | FAN COIL UNIT(MB-Z1-FMBFF-HVFCU-1470),OFFICE,FIRST FLOOR,FM BUILDING,ZONE 1,SBJ | SBJ-Z1-FM-FF-OFC-FCU3 | FM BUILDING | 1 | YORK | FWW1000DA |  |  |  |  | 22/10/2024 | 22/4/2025 | 21/10/2025 | 21/4/2026 | 21/8/2026 | 21/12/2026 | 22/4/2027 | 22/8/2027 | 2026-04-21 | 2025-10-21 | PPM-HVAC | 168
PPM-01390 | In-house PPM | HVAC | HALF YEARLY |  |  | FAN COIL UNIT | FAN COIL UNIT(MB-Z1-FMBFF-HVFCU-1471),OFFICE,FIRST FLOOR,FM BUILDING,ZONE 1,SBJ | SBJ-Z1-FM-FF-OFC-FCU4 | FM BUILDING | 1 | YORK | FWW1400DA |  |  |  |  | 22/10/2024 | 22/4/2025 | 21/10/2025 | 21/4/2026 | 21/8/2026 | 21/12/2026 | 22/4/2027 | 22/8/2027 | 2026-04-21 | 2025-10-21 | PPM-HVAC | 169
PPM-01391 | In-house PPM | HVAC | HALF YEARLY |  |  | FAN COIL UNIT | FAN COIL UNIT(MB-Z1-FMBFF-HVFCU-1472),OFFICE,FIRST FLOOR,FM BUILDING,ZONE 1,SBJ | SBJ-Z1-FM-FF-OFC-FCU5 | FM BUILDING | 1 | YORK | FWW1200DA |  |  |  |  | 23/10/2024 | 23/4/2025 | 22/10/2025 | 22/4/2026 | 22/8/2026 | 22/12/2026 | 23/4/2027 | 23/8/2027 | 2026-04-22 | 2025-10-22 | PPM-HVAC | 170
PPM-01392 | In-house PPM | HVAC | HALF YEARLY |  |  | FAN COIL UNIT | FAN COIL UNIT(MB-Z1-FMBFF-HVFCU-1473),OFFICE,FIRST FLOOR,FM BUILDING,ZONE 1,SBJ | SBJ-Z1-FM-FF-OFC-FCU6 | FM BUILDING | 1 | YORK | FWW1200DA |  |  |  |  | 23/10/2024 | 23/4/2025 | 22/10/2025 | 22/4/2026 | 22/8/2026 | 22/12/2026 | 23/4/2027 | 23/8/2027 | 2026-04-22 | 2025-10-22 | PPM-HVAC | 171
PPM-01393 | In-house PPM | HVAC | HALF YEARLY |  |  | FAN COIL UNIT | FAN COIL UNIT(MB-Z1-FMBFF-HVFCU-1474),OFFICE,FIRST FLOOR,FM BUILDING,ZONE 1,SBJ | SBJ-Z1-FM-FF-OFC-FCU7 | FM BUILDING | 1 | YORK | FWW1600DA |  |  |  |  | 23/10/2024 | 23/4/2025 | 22/10/2025 | 22/4/2026 | 22/8/2026 | 22/12/2026 | 23/4/2027 | 23/8/2027 | 2026-04-22 | 2025-10-22 | PPM-HVAC | 172
PPM-01394 | In-house PPM | HVAC | HALF YEARLY |  |  | FAN COIL UNIT | FAN COIL UNIT(MB-Z1-FMBFF-HVFCU-1475),OFFICE,FIRST FLOOR,FM BUILDING,ZONE 1,SBJ | SBJ-Z1-FM-FF-OFC-FCU8 | FM BUILDING | 1 | YORK | FWW1200DA |  |  |  |  | 24/10/2024 | 24/4/2025 | 23/10/2025 | 23/4/2026 | 23/8/2026 | 23/12/2026 | 24/4/2027 | 24/8/2027 | 2026-04-23 | 2025-10-23 | PPM-HVAC | 173
PPM-01395 | In-house PPM | HVAC | HALF YEARLY |  |  | FAN COIL UNIT | FAN COIL UNIT(MB-Z1-FMBFF-HVFCU-1476),OFFICE,FIRST FLOOR,FM BUILDING,ZONE 1,SBJ | SBJ-Z1-FM-FF-OFC-FCU9 | FM BUILDING | 1 | YORK | FWW1200DA |  |  |  |  | 24/10/2024 | 24/4/2025 | 23/10/2025 | 23/4/2026 | 23/8/2026 | 23/12/2026 | 24/4/2027 | 24/8/2027 | 2026-04-23 | 2025-10-23 | PPM-HVAC | 174
PPM-01396 | In-house PPM | HVAC | HALF YEARLY |  |  | FAN COIL UNIT | FAN COIL UNIT(MB-Z1-FMBFF-HVFCU-1479),OFFICE,FIRST FLOOR,FM BUILDING,ZONE 1,SBJ | SBJ-Z1-FM-FF-OFC-FCU10 | FM BUILDING | 1 | YORK | FWW1200DA |  |  |  |  | 24/10/2024 | 24/4/2025 | 23/10/2025 | 23/4/2026 | 23/8/2026 | 23/12/2026 | 24/4/2027 | 24/8/2027 | 2026-04-23 | 2025-10-23 | PPM-HVAC | 175
PPM-01397 | In-house PPM | HVAC | HALF YEARLY |  |  | FAN COIL UNIT | WATER DISPENSER(MB-Z1-FMBFF-HVWD-1480),PANTRY,FIRST FLOOR,FM BUILDING,ZONE 1,SBJ | SBJ-Z1-FM-FF-PNT-WTD | FM BUILDING | 1 | YORK | JK-DY1578 |  |  |  |  | 26/10/2024 | 26/4/2025 | 25/10/2025 | 25/4/2026 | 25/8/2026 | 25/12/2026 | 26/4/2027 | 26/8/2027 | 2026-04-25 | 2025-10-25 | PPM-HVAC | 176
PPM-01398 | In-house PPM | HVAC | HALF YEARLY |  |  | FAN COIL UNIT | FAN COIL UNIT(MB-1-1FF-0077),CEO OFFICE,FIRST FLOOR,FM BUILDING,ZONE 1,SBJ | SBJ-Z1-FM-FF-CEO-FCU | FM BUILDING | 1 | YORK | [5 empty] | 26/10/2024 | 26/4/2025 | 25/10/2025 | 25/4/2026 | 25/8/2026 | 25/12/2026 | 26/4/2027 | 26/8/2027 | 2026-04-25 | 2025-10-25 | PPM-HVAC | 177
PPM-01399 | In-house PPM | HVAC | HALF YEARLY |  |  | REFRIGERATOR | REFRIGERATOR(MB-Z1-FMBGF-FVREF-1491),PANTRY,GROUND FLOOR,FM BUILDING,ZONE 1,SBJ | SBJ-Z1-FM-GF-PNT-REF | FM BUILDING | 1 | LG | GL-B292VP |  |  |  |  | 27/10/2024 | 27/4/2025 | 26/10/2025 | 26/4/2026 | 26/8/2026 | 26/12/2026 | 27/4/2027 | 27/8/2027 | 2026-04-26 | 2025-10-26 | PPM-HVAC | 178
PPM-01400 | In-house PPM | HVAC | HALF YEARLY |  |  | DOSING PUMP | CH-DOSING PUMP-1(MB-Z1-FMBRF-HVDOP-14100),ROOFTOP,FM BUILDING,ZONE 1,SBJ | SBJ-Z1-FM-RT-CDP1 | FM BUILDING | 1 | SECO | KCL633NVFK00 |  |  |  |  | 27/10/2024 | 27/4/2025 | 26/10/2025 | 26/4/2026 | 26/8/2026 | 26/12/2026 | 27/4/2027 | 27/8/2027 | 2026-04-26 | 2025-10-26 | PPM-HVAC | 179
PPM-01401 | In-house PPM | HVAC | HALF YEARLY |  |  | EXTRACT FAN | EXTRACT FAN,TEF(MB-Z1-FMBRF-HVEXF-14102),ROOFTOP,FM BUILDING,ZONE 1,SBJ | SBJ-Z1-FM-RT-EXF1 | FM BUILDING | 1 | Twin City | BSI 100 A |  |  |  |  | 27/10/2024 | 27/4/2025 | 26/10/2025 | 26/4/2026 | 26/8/2026 | 26/12/2026 | 27/4/2027 | 27/8/2027 | 2026-04-26 | 2025-10-26 | PPM-HVAC | 180
PPM-01402 | In-house PPM | HVAC | HALF YEARLY |  |  | EXTRACT FAN | EXTRACT FAN,KEF(MB-Z1-FMBRF-HVEXF-14103),ROOFTOP,FM BUILDING,ZONE 1,SBJ | SBJ-Z1-FM-RT-EXF2 | FM BUILDING | 1 | Twin City | BSI 120 A |  |  |  |  | 28/10/2024 | 28/4/2025 | 27/10/2025 | 27/4/2026 | 27/8/2026 | 27/12/2026 | 28/4/2027 | 28/8/2027 | 2026-04-27 | 2025-10-27 | PPM-HVAC | 181
PPM-01403 | In-house PPM | HVAC | HALF YEARLY |  |  | FAHU | FAHU(MB-Z1-MBRF-HVFAH-1499),ROOFTOP,FM BUILDING,ZONE 1,SBJ | SBJ-Z1-FM-RT-FAHU | FM BUILDING | 1 | YORK | CTA 048 |  |  |  |  | 28/10/2024 | 28/4/2025 | 27/10/2025 | 27/4/2026 | 27/8/2026 | 27/12/2026 | 28/4/2027 | 28/8/2027 | 2026-04-27 | 2025-10-27 | PPM-HVAC | 182
PPM-01404 | In-house PPM | HVAC | HALF YEARLY |  |  | FAN COIL UNIT | FAN COIL UNIT,FCU-B4-01(MB-1-MBGFB4-0591),TV ROOM,ACCOMMODATION BLOCK (B-4),ZONE-1,SBJ | SBJ-Z1-B4-GF-TVR-FCU0591 | B4 BUILDING | 1 | YORK | YGFC14STCB4EF2XFLB |  |  |  |  | 28/10/2024 | 28/4/2025 | 27/10/2025 | 27/4/2026 | 27/8/2026 | 27/12/2026 | 28/4/2027 | 28/8/2027 | 2026-04-27 | 2025-10-27 | PPM-HVAC | 183
PPM-01405 | In-house PPM | HVAC | HALF YEARLY |  |  | FAN COIL UNIT | FAN COIL UNIT,FCU-B4-02(MB-1-MBGFB4-0592),ROOM 001,GROUND FLOOR,ACCOMMODATION BLOCK (B-4),ZONE-1,SBJ | SBJ-Z1-B4-GF-RM001-FCU0592 | B4 BUILDING | 1 | YORK | YGFC04STCE4XF1XB5L |  |  |  |  | 29/10/2024 | 29/4/2025 | 28/10/2025 | 28/4/2026 | 28/8/2026 | 28/12/2026 | 29/4/2027 | 29/8/2027 | 2026-04-28 | 2025-10-28 | PPM-HVAC | 184
PPM-01406 | In-house PPM | HVAC | HALF YEARLY |  |  | FAN COIL UNIT | FAN COIL UNIT,FCU-B4-03(MB-1-MBGFB4-0593),ROOM 003,GROUND FLOOR,ACCOMMODATION BLOCK (B-4),ZONE-1,SBJ | SBJ-Z1-B4-GF-RM003-FCU0593 | B4 BUILDING | 1 | YORK | YGFC04STCE4XF1XB5L |  |  |  |  | 29/10/2024 | 29/4/2025 | 28/10/2025 | 28/4/2026 | 28/8/2026 | 28/12/2026 | 29/4/2027 | 29/8/2027 | 2026-04-28 | 2025-10-28 | PPM-HVAC | 185
PPM-01407 | In-house PPM | HVAC | HALF YEARLY |  |  | FAN COIL UNIT | FAN COIL UNIT,FCU-B4-04(MB-1-MBGFB4-0594),ROOM 005,GROUND FLOOR,ACCOMMODATION BLOCK (B-4),ZONE-1,SBJ | SBJ-Z1-B4-GF-RM005-FCU0594 | B4 BUILDING | 1 | YORK | YGFC05STCE4XF1XB5L |  |  |  |  | 30/10/2024 | 30/4/2025 | 29/10/2025 | 29/4/2026 | 29/8/2026 | 29/12/2026 | 30/4/2027 | 30/8/2027 | 2026-04-29 | 2025-10-29 | PPM-HVAC | 186
PPM-01408 | In-house PPM | HVAC | HALF YEARLY |  |  | FAN COIL UNIT | FAN COIL UNIT,FCU-B4-05(MB-1-MBGFB4-0595),EXIT CORRIDOR,GROUND FLOOR,ACCOMMODATION BLOCK (B-4),ZONE-1,SBJ | SBJ-Z1-B4-GF-EXC-FCU0595 | B4 BUILDING | 1 | YORK | YGFC06STCB4EF2XFLB |  |  |  |  | 30/10/2024 | 30/4/2025 | 29/10/2025 | 29/4/2026 | 29/8/2026 | 29/12/2026 | 30/4/2027 | 30/8/2027 | 2026-04-29 | 2025-10-29 | PPM-HVAC | 187
PPM-01409 | In-house PPM | HVAC | HALF YEARLY |  |  | FAN COIL UNIT | FAN COIL UNIT,FCU-B4-06(MB-1-MBGFB4-0596),ROOM 006,GROUND FLOOR,ACCOMMODATION BLOCK (B-4),ZONE-1,SBJ | SBJ-Z1-B4-GF-RM006-FCU0596 | B4 BUILDING | 1 | YORK | YGFC05STCE4XFLXB5L |  |  |  |  | 31/10/2024 | 1/5/2025 | 30/10/2025 | 30/4/2026 | 30/8/2026 | 30/12/2026 | 1/5/2027 | 31/8/2027 | 2026-04-30 | 2025-10-30 | PPM-HVAC | 188
PPM-01410 | In-house PPM | HVAC | HALF YEARLY |  |  | FAN COIL UNIT | FAN COIL UNIT,FCU-B4-07(MB-1-MBGFB4-0597),ROOM 004,GROUND FLOOR,ACCOMMODATION BLOCK (B-4),ZONE-1,SBJ | SBJ-Z1-B4-GF-RM004-FCU0597 | B4 BUILDING | 1 | YORK | YGFCO4STCE4XF1XB5L |  |  |  |  | 31/10/2024 | 1/5/2025 | 30/10/2025 | 30/4/2026 | 30/8/2026 | 30/12/2026 | 1/5/2027 | 31/8/2027 | 2026-04-30 | 2025-10-30 | PPM-HVAC | 189
PPM-01411 | In-house PPM | HVAC | HALF YEARLY |  |  | FAN COIL UNIT | FAN COIL UNIT,FCU-B4-08(MB-1-MBGFB4-0598),ROOM 002,GROUND FLOOR,ACCOMMODATION BLOCK (B-4),ZONE-1,SBJ | SBJ-Z1-B4-GF-RM002-FCU0598 | B4 BUILDING | 1 | YORK | YGFC04STCE4XF1XB5L |  |  |  |  | 2/11/2024 | 3/5/2025 | 1/11/2025 | 2/5/2026 | 1/9/2026 | 1/1/2027 | 3/5/2027 | 2/9/2027 | 2026-05-02 | 2025-11-01 | PPM-HVAC | 190
PPM-01412 | In-house PPM | HVAC | HALF YEARLY |  |  | FAN COIL UNIT | FAN COIL UNIT,FCU-B4-09(),CORRIDOR,GROUND FLOOR,ACCOMMODATION BLOCK (B-4),ZONE-1,SBJ | SBJ-Z1-B4-GF-CO-FCU | B4 BUILDING | 1 | YORK | [5 empty] | 2/11/2024 | 3/5/2025 | 1/11/2025 | 2/5/2026 | 1/9/2026 | 1/1/2027 | 3/5/2027 | 2/9/2027 | 2026-05-02 | 2025-11-01 | PPM-HVAC | 191
PPM-01413 | In-house PPM | HVAC | HALF YEARLY |  |  | FAN COIL UNIT | FAN COIL UNIT,FF-FCU-B4-10(MB-1-MBGFB4-0599),SERVICES AND STORE ROOM,FIRST FLOOR,ACCOMMODATION BLOCK (B-4),ZONE-1,SBJ | SBJ-Z1-B4-FF-SS-FCU0599 | B4 BUILDING | 1 | YORK | YGFC12STCB3EF2XFLB |  |  |  |  | 3/11/2024 | 4/5/2025 | 2/11/2025 | 3/5/2026 | 2/9/2026 | 2/1/2027 | 4/5/2027 | 3/9/2027 | 2026-05-03 | 2025-11-02 | PPM-HVAC | 192
PPM-01414 | In-house PPM | HVAC | HALF YEARLY |  |  | FAN COIL UNIT | FAN COIL UNIT,FF-FCU-B4-11(MB-1-MBFFB4-0600),ROOM 102,FIRST FLOOR,ACCOMMODATION BLOCK (B-4),ZONE-1,SBJ | SBJ-Z1-B4-FF-RM102-FCU0600 | B4 BUILDING | 1 | YORK | YGFC08STCB4EF2XFLB |  |  |  |  | 3/11/2024 | 4/5/2025 | 2/11/2025 | 3/5/2026 | 2/9/2026 | 2/1/2027 | 4/5/2027 | 3/9/2027 | 2026-05-03 | 2025-11-02 | PPM-HVAC | 193
PPM-01415 | In-house PPM | HVAC | HALF YEARLY |  |  | FAN COIL UNIT | FAN COIL UNIT,FF-FCU-B4-12(MB-1-MBFFB4-0601),ROOM 104,FIRST FLOOR,ACCOMMODATION BLOCK (B-4),ZONE-1,SBJ | SBJ-Z1-B4-FF-RM104-FCU0601 | B4 BUILDING | 1 | YORK | YGFC06STCE3XF1XB5L |  |  |  |  | 4/11/2024 | 5/5/2025 | 3/11/2025 | 4/5/2026 | 3/9/2026 | 3/1/2027 | 5/5/2027 | 4/9/2027 | 2026-05-04 | 2025-11-03 | PPM-HVAC | 194
PPM-01416 | In-house PPM | HVAC | HALF YEARLY |  |  | FAN COIL UNIT | FAN COIL UNIT,FF-FCU-B4-13(MB-1-MBFFB4-0602),ROOM 106,FIRST FLOOR,ACCOMMODATION BLOCK (B-4),ZONE-1,SBJ | SBJ-Z1-B4-FF-RM106-FCU0602 | B4 BUILDING | 1 | YORK | YGFC06STCE3XF1XB5L |  |  |  |  | 4/11/2024 | 5/5/2025 | 3/11/2025 | 4/5/2026 | 3/9/2026 | 3/1/2027 | 5/5/2027 | 4/9/2027 | 2026-05-04 | 2025-11-03 | PPM-HVAC | 195
PPM-01417 | In-house PPM | HVAC | HALF YEARLY |  |  | FAN COIL UNIT | FAN COIL UNIT,FF-FCU-B4-14(MB-1-MBFFB4-0603),ROOM 108,FIRST FLOOR,ACCOMMODATION BLOCK (B-4),ZONE-1,SBJ | SBJ-Z1-B4-FF-RM108-FCU0603 | B4 BUILDING | 1 | YORK | YGFCO6STCE3XF1XB5L |  |  |  |  | 5/11/2024 | 6/5/2025 | 4/11/2025 | 5/5/2026 | 4/9/2026 | 4/1/2027 | 6/5/2027 | 5/9/2027 | 2026-05-05 | 2025-11-04 | PPM-HVAC | 196
PPM-01418 | In-house PPM | HVAC | HALF YEARLY |  |  | FAN COIL UNIT | FAN COIL UNIT,FF-FCU-B4-15(MB-1-MBFFB4-0604),ROOM 107,FIRST FLOOR,ACCOMMODATION BLOCK (B-4),ZONE-1,SBJ | SBJ-Z1-B4-FF-RM107-FCU0604 | B4 BUILDING | 1 | YORK | YGFC07STCE4XF1XB5L |  |  |  |  | 5/11/2024 | 6/5/2025 | 4/11/2025 | 5/5/2026 | 4/9/2026 | 4/1/2027 | 6/5/2027 | 5/9/2027 | 2026-05-05 | 2025-11-04 | PPM-HVAC | 197
PPM-01419 | In-house PPM | HVAC | HALF YEARLY |  |  | FAN COIL UNIT | FAN COIL UNIT,FF-FCU-B4-16(MB-1-MBFFB4-0606),ROOM 109,FIRST FLOOR,ACCOMMODATION BLOCK (B-4),ZONE-1,SBJ | SBJ-Z1-B4-FF-RM109-FCU0606 | B4 BUILDING | 1 | YORK | YGFC07STCE4XF1XB5L |  |  |  |  | 6/11/2024 | 7/5/2025 | 5/11/2025 | 6/5/2026 | 5/9/2026 | 5/1/2027 | 7/5/2027 | 6/9/2027 | 2026-05-06 | 2025-11-05 | PPM-HVAC | 198
PPM-01420 | In-house PPM | HVAC | HALF YEARLY |  |  | FAN COIL UNIT | FAN COIL UNIT,FF-FCU-B4-17(MB-1-MBFFB4-0607),EXIT CORRIDOR,FIRST FLOOR,ACCOMMODATION BLOCK (B-4),ZONE-1,SBJ | SBJ-Z1-B4-FF-EXC-FCU0607 | B4 BUILDING | 1 | YORK | YGFC06STCE4XF1XB5L |  |  |  |  | 6/11/2024 | 7/5/2025 | 5/11/2025 | 6/5/2026 | 5/9/2026 | 5/1/2027 | 7/5/2027 | 6/9/2027 | 2026-05-06 | 2025-11-05 | PPM-HVAC | 199
PPM-01421 | In-house PPM | HVAC | HALF YEARLY |  |  | FAN COIL UNIT | FAN COIL UNIT,FF-FCU-B4-18(MB-1-MBFFB4-0608),ROOM 105,FIRST FLOOR,ACCOMMODATION BLOCK (B-4),ZONE-1,SBJ | SBJ-Z1-B4-FF-RM105-FCU0608 | B4 BUILDING | 1 | YORK | YGFC06STCE4XF1XB5L |  |  |  |  | 7/11/2024 | 8/5/2025 | 6/11/2025 | 7/5/2026 | 6/9/2026 | 6/1/2027 | 8/5/2027 | 7/9/2027 | 2026-05-07 | 2025-11-06 | PPM-HVAC | 200
PPM-01422 | In-house PPM | HVAC | HALF YEARLY |  |  | FAN COIL UNIT | FAN COIL UNIT,FF-FCU-B4-19(MB-1-MBFFB4-0609),ROOM 103,FIRST FLOOR,ACCOMMODATION BLOCK (B-4),ZONE-1,SBJ | SBJ-Z1-B4-FF-RM103-FCU0609 | B4 BUILDING | 1 | YORK | YGFC06STCE4XF1XB5L |  |  |  |  | 7/11/2024 | 8/5/2025 | 6/11/2025 | 7/5/2026 | 6/9/2026 | 6/1/2027 | 8/5/2027 | 7/9/2027 | 2026-05-07 | 2025-11-06 | PPM-HVAC | 201
PPM-01423 | In-house PPM | HVAC | HALF YEARLY |  |  | FAN COIL UNIT | FAN COIL UNIT,FF-FCU-B4-20(MB-1-MBFFB4-0610),ROOM 101,FIRST FLOOR,ACCOMMODATION BLOCK (B-4),ZONE-1,SBJ | SBJ-Z1-B4-FF-RM101-FCU0610 | B4 BUILDING | 1 | YORK | YGFC06STCE4XF1XB5L |  |  |  |  | 9/11/2024 | 10/5/2025 | 8/11/2025 | 9/5/2026 | 8/9/2026 | 8/1/2027 | 10/5/2027 | 9/9/2027 | 2026-05-09 | 2025-11-08 | PPM-HVAC | 202
PPM-01424 | In-house PPM | HVAC | HALF YEARLY |  |  | FAN COIL UNIT | FAN COIL UNIT,FF-FCU-B4-21(MB-1-MBFFB4-0611),CORRIDOR,FIRST FLOOR,ACCOMMODATION BLOCK (B-4),ZONE-1,SBJ | SBJ-Z1-B4-FF-CO-FCU0611 | B4 BUILDING | 1 | YORK | YGFC14STCB4EF2XFLB |  |  |  |  | 9/11/2024 | 10/5/2025 | 8/11/2025 | 9/5/2026 | 8/9/2026 | 8/1/2027 | 10/5/2027 | 9/9/2027 | 2026-05-09 | 2025-11-08 | PPM-HVAC | 203
PPM-01425 | In-house PPM | HVAC | HALF YEARLY |  |  | FAHU | FAHU,B4-RF-FAHU-01(MB-1-MBRFB4-0612),ROOFTOP,ACCOMMODATION BLOCK (B-4),ZONE-1,SBJ | SBJ-Z1-B4-RF-FAHU-0612 | B4 BUILDING | 1 | YORK | CTA 36 |  |  |  |  | 10/11/2024 | 11/5/2025 | 9/11/2025 | 10/5/2026 | 9/9/2026 | 9/1/2027 | 11/5/2027 | 10/9/2027 | 2026-05-10 | 2025-11-09 | PPM-HVAC | 204
PPM-01426 | In-house PPM | HVAC | HALF YEARLY |  |  | FAN COIL UNIT | FAN COIL UNIT,FCU-B5-01(MB-1-MBGFB5-0617),TV ROOM,GROUND FLOOR,ACCOMMODATION BLOCK (B-5),ZONE-1,SBJ | SBJ-Z1-B5-GF-TVR-FCU0617 | B5 BUILDING | 1 | YORK | YGFC14STCB4EF2XFLB |  |  |  |  | 10/11/2024 | 11/5/2025 | 9/11/2025 | 10/5/2026 | 9/9/2026 | 9/1/2027 | 11/5/2027 | 10/9/2027 | 2026-05-10 | 2025-11-09 | PPM-HVAC | 205
PPM-01427 | In-house PPM | HVAC | HALF YEARLY |  |  | FAN COIL UNIT | FAN COIL UNIT,FCU-B5-02(MB-1-MBGFB5-0618),EXIT CORRIDOR,GROUND FLOOR,ACCOMMODATION BLOCK (B-5),ZONE-1,SBJ | SBJ-Z1-B5-GF-EXC-FCU0618 | B5 BUILDING | 1 | YORK | YGFC04STCE4XF1XB5L |  |  |  |  | 11/11/2024 | 12/5/2025 | 10/11/2025 | 11/5/2026 | 10/9/2026 | 10/1/2027 | 12/5/2027 | 11/9/2027 | 2026-05-11 | 2025-11-10 | PPM-HVAC | 206
PPM-01428 | In-house PPM | HVAC | HALF YEARLY |  |  | FAN COIL UNIT | FAN COIL UNIT,FCU-B5-03(MB-1-MBGFB5-0619),ROOM 003,GROUND FLOOR,ACCOMMODATION BLOCK (B-5),ZONE-1,SBJ | SBJ-Z1-B5-GF-RM003-FCU0619 | B5 BUILDING | 1 | YORK | YGFC04STCE4XF1XB5L |  |  |  |  | 11/11/2024 | 12/5/2025 | 10/11/2025 | 11/5/2026 | 10/9/2026 | 10/1/2027 | 12/5/2027 | 11/9/2027 | 2026-05-11 | 2025-11-10 | PPM-HVAC | 207
PPM-01429 | In-house PPM | HVAC | HALF YEARLY |  |  | FAN COIL UNIT | FAN COIL UNIT,FCU-B5-04(MB-1-MBGFB5-0620),ROOM 005,GROUND FLOOR,ACCOMMODATION BLOCK (B-5),ZONE-1,SBJ | SBJ-Z1-B5-GF-RM005-FCU0620 | B5 BUILDING | 1 | YORK | YGFC05STCE4XF1XB5L |  |  |  |  | 12/11/2024 | 13/5/2025 | 11/11/2025 | 12/5/2026 | 11/9/2026 | 11/1/2027 | 13/5/2027 | 12/9/2027 | 2026-05-12 | 2025-11-11 | PPM-HVAC | 208
PPM-01430 | In-house PPM | HVAC | HALF YEARLY |  |  | FAN COIL UNIT | FAN COIL UNIT,FCU-B5-05(MB-1-MBGFB5-0621),ROOM 001,GROUND FLOOR,ACCOMMODATION BLOCK (B-5),ZONE-1,SBJ | SBJ-Z1-B5-GF-RM001-FCU0621 | B5 BUILDING | 1 | YORK | YGFC06STCB4EF2XFLB |  |  |  |  | 12/11/2024 | 13/5/2025 | 11/11/2025 | 12/5/2026 | 11/9/2026 | 11/1/2027 | 13/5/2027 | 12/9/2027 | 2026-05-12 | 2025-11-11 | PPM-HVAC | 209
PPM-01431 | In-house PPM | HVAC | HALF YEARLY |  |  | FAN COIL UNIT | FAN COIL UNIT,FCU-B5-06(MB-1-MBGFB5-0622),ROOM 006,GROUND FLOOR,ACCOMMODATION BLOCK (B-5),ZONE-1,SBJ | SBJ-Z1-B5-GF-RM006-FCU0622 | B5 BUILDING | 1 | YORK | YGFC05STCE4XF1XB5L |  |  |  |  | 13/11/2024 | 14/5/2025 | 12/11/2025 | 13/5/2026 | 12/9/2026 | 12/1/2027 | 14/5/2027 | 13/9/2027 | 2026-05-13 | 2025-11-12 | PPM-HVAC | 210
PPM-01432 | In-house PPM | HVAC | HALF YEARLY |  |  | FAN COIL UNIT | FAN COIL UNIT,FCU-B5-07(MB-1-MBGFB5-0623),ROOM 004,GROUND FLOOR,ACCOMMODATION BLOCK (B-5),ZONE-1,SBJ | SBJ-Z1-B5-GF-RM004-FCU0623 | B5 BUILDING | 1 | YORK | YGFCO4STCE4XF1XB5L |  |  |  |  | 13/11/2024 | 14/5/2025 | 12/11/2025 | 13/5/2026 | 12/9/2026 | 12/1/2027 | 14/5/2027 | 13/9/2027 | 2026-05-13 | 2025-11-12 | PPM-HVAC | 211
PPM-01433 | In-house PPM | HVAC | HALF YEARLY |  |  | FAN COIL UNIT | FAN COIL UNIT,FCU-B5-08(MB-1-MBGFB5-0624),ROOM 002,GROUND FLOOR,ACCOMMODATION BLOCK (B-5),ZONE-1,SBJ | SBJ-Z1-B5-GF-RM002-FCU0624 | B5 BUILDING | 1 | YORK | YGFC04STCE4XF1XB5L |  |  |  |  | 14/11/2024 | 15/5/2025 | 13/11/2025 | 14/5/2026 | 13/9/2026 | 13/1/2027 | 15/5/2027 | 14/9/2027 | 2026-05-14 | 2025-11-13 | PPM-HVAC | 212
PPM-01434 | In-house PPM | HVAC | HALF YEARLY |  |  | FAN COIL UNIT | FAN COIL UNIT,FCU-B5-09(MB-1-MBGFB5-0625),CORRIDOR,GROUND FLOOR,ACCOMMODATION BLOCK (B-5),ZONE-1,SBJ | SBJ-Z1-B5-GF-CO-FCU0625 | B5 BUILDING | 1 | YORK | YDFC12STCB3EF2XFLB |  |  |  |  | 14/11/2024 | 15/5/2025 | 13/11/2025 | 14/5/2026 | 13/9/2026 | 13/1/2027 | 15/5/2027 | 14/9/2027 | 2026-05-14 | 2025-11-13 | PPM-HVAC | 213
PPM-01435 | In-house PPM | HVAC | HALF YEARLY |  |  | FAN COIL UNIT | FAN COIL UNIT,FF-FCU-B5-10(MB-1-MBFFB5-0626),STORE ROOM,FIRST FLOOR,ACCOMMODATION BLOCK (B-5),ZONE-1,SBJ | SBJ-Z1-B5-FF-ST-FCU0626 | B5 BUILDING | 1 | YORK | YGFC08STCB4EF2XFLB |  |  |  |  | 16/11/2024 | 17/5/2025 | 15/11/2025 | 16/5/2026 | 15/9/2026 | 15/1/2027 | 17/5/2027 | 16/9/2027 | 2026-05-16 | 2025-11-15 | PPM-HVAC | 214
PPM-01436 | In-house PPM | HVAC | HALF YEARLY |  |  | FAN COIL UNIT | FAN COIL UNIT,FF-FCU-B5-11(MB-1-MBFFB5-0627),ROOM 102,FIRST FLOOR,ACCOMMODATION BLOCK (B-5),ZONE-1,SBJ | SBJ-Z1-B5-FF-RM102-FCU0627 | B5 BUILDING | 1 | YORK | YGFC04STCE4XF1XB5L |  |  |  |  | 16/11/2024 | 17/5/2025 | 15/11/2025 | 16/5/2026 | 15/9/2026 | 15/1/2027 | 17/5/2027 | 16/9/2027 | 2026-05-16 | 2025-11-15 | PPM-HVAC | 215
PPM-01437 | In-house PPM | HVAC | HALF YEARLY |  |  | FAN COIL UNIT | FAN COIL UNIT,FF-FCU-B5-12(MB-1-MBFFB5-0628),ROOM 104,FIRST FLOOR,ACCOMMODATION BLOCK (B-5),ZONE-1,SBJ | SBJ-Z1-B5-FF-RM104-FCU0628 | B5 BUILDING | 1 | YORK | YGFC04STCE4XF1XB5L |  |  |  |  | 16/11/2024 | 17/5/2025 | 15/11/2025 | 16/5/2026 | 15/9/2026 | 15/1/2027 | 17/5/2027 | 16/9/2027 | 2026-05-16 | 2025-11-15 | PPM-HVAC | 216
PPM-01438 | In-house PPM | HVAC | HALF YEARLY |  |  | FAN COIL UNIT | FAN COIL UNIT,FF-FCU-B5-13(MB-1-MBFFB5-0629),ROOM 106,FIRST FLOOR,ACCOMMODATION BLOCK (B-5),ZONE-1,SBJ | SBJ-Z1-B5-FF-RM106-FCU0629 | B5 BUILDING | 1 | YORK | YGFC04STCE4XF1XB5L |  |  |  |  | 17/11/2024 | 18/5/2025 | 16/11/2025 | 17/5/2026 | 16/9/2026 | 16/1/2027 | 18/5/2027 | 17/9/2027 | 2026-05-17 | 2025-11-16 | PPM-HVAC | 217
PPM-01439 | In-house PPM | HVAC | HALF YEARLY |  |  | FAN COIL UNIT | FAN COIL UNIT,FF-FCU-B5-14(MB-1-MBFFB5-0630),ROOM 108,FIRST FLOOR,ACCOMMODATION BLOCK (B-5),ZONE-1,SBJ | SBJ-Z1-B5-FF-RM108-FCU0630 | B5 BUILDING | 1 | YORK | YGFC05STCE4XF1XB5L |  |  |  |  | 17/11/2024 | 18/5/2025 | 16/11/2025 | 17/5/2026 | 16/9/2026 | 16/1/2027 | 18/5/2027 | 17/9/2027 | 2026-05-17 | 2025-11-16 | PPM-HVAC | 218
PPM-01440 | In-house PPM | HVAC | HALF YEARLY |  |  | FAN COIL UNIT | FAN COIL UNIT,FF-FCU-B5-15(MB-1-MBFFB5-0631),EXIT CORRIDOR,FIRST FLOOR,ACCOMMODATION BLOCK (B-5),ZONE-1,SBJ | SBJ-Z1-B5-FF-EXC-FCU0631 | B5 BUILDING | 1 | YORK | YDFC07STCB3EF2XFLB |  |  |  |  | 17/11/2024 | 18/5/2025 | 16/11/2025 | 17/5/2026 | 16/9/2026 | 16/1/2027 | 18/5/2027 | 17/9/2027 | 2026-05-17 | 2025-11-16 | PPM-HVAC | 219
PPM-01441 | In-house PPM | HVAC | HALF YEARLY |  |  | FAN COIL UNIT | FAN COIL UNIT,FF-FCU-B5-16(MB-1-MBFFB5-0632),ROOM 109,FIRST FLOOR,ACCOMMODATION BLOCK (B-5),ZONE-1,SBJ | SBJ-Z1-B5-FF-RM109-FCU0632 | B5 BUILDING | 1 | YORK | YGFC06STCB3EFZXFLB |  |  |  |  | 18/11/2024 | 19/5/2025 | 17/11/2025 | 18/5/2026 | 17/9/2026 | 17/1/2027 | 19/5/2027 | 18/9/2027 | 2026-05-18 | 2025-11-17 | PPM-HVAC | 220
PPM-01442 | In-house PPM | HVAC | HALF YEARLY |  |  | FAN COIL UNIT | FAN COIL UNIT,FF-FCU-B5-17(MB-1-MBFFB5-0633),ROOM 107,FIRST FLOOR,ACCOMMODATION BLOCK (B-5),ZONE-1,SBJ | SBJ-Z1-B5-FF-RM107-FCU0633 | B5 BUILDING | 1 | YORK | YGFC05STCE4XF1XB5L |  |  |  |  | 18/11/2024 | 19/5/2025 | 17/11/2025 | 18/5/2026 | 17/9/2026 | 17/1/2027 | 19/5/2027 | 18/9/2027 | 2026-05-18 | 2025-11-17 | PPM-HVAC | 221
PPM-01443 | In-house PPM | HVAC | HALF YEARLY |  |  | FAN COIL UNIT | FAN COIL UNIT,FF-FCU-B5-18(MB-1-MBFFB5-0634),ROOM 105,FIRST FLOOR,ACCOMMODATION BLOCK (B-5),ZONE-1,SBJ | SBJ-Z1-B5-FF-RM105-FCU0634 | B5 BUILDING | 1 | YORK | YGFC04STCE4XF1XB5L |  |  |  |  | 18/11/2024 | 19/5/2025 | 17/11/2025 | 18/5/2026 | 17/9/2026 | 17/1/2027 | 19/5/2027 | 18/9/2027 | 2026-05-18 | 2025-11-17 | PPM-HVAC | 222
PPM-01444 | In-house PPM | HVAC | HALF YEARLY |  |  | FAN COIL UNIT | FAN COIL UNIT,FF-FCU-B5-19(MB-1-MBFFB5-0635),ROOM 103,FIRST FLOOR,ACCOMMODATION BLOCK (B-5),ZONE-1,SBJ | SBJ-Z1-B5-FF-RM103-FCU0635 | B5 BUILDING | 1 | YORK | YGFC04STCE4XF1XB5L |  |  |  |  | 19/11/2024 | 20/5/2025 | 18/11/2025 | 19/5/2026 | 18/9/2026 | 18/1/2027 | 20/5/2027 | 19/9/2027 | 2026-05-19 | 2025-11-18 | PPM-HVAC | 223
PPM-01445 | In-house PPM | HVAC | HALF YEARLY |  |  | FAN COIL UNIT | FAN COIL UNIT,FF-FCU-B5-20(MB-1-MBFFB5-0636),ROOM 101,FIRST FLOOR,ACCOMMODATION BLOCK (B-5),ZONE-1,SBJ | SBJ-Z1-B5-FF-RM101-FCU0636 | B5 BUILDING | 1 | YORK | YGFC04STCE4XF1XB5L |  |  |  |  | 19/11/2024 | 20/5/2025 | 18/11/2025 | 19/5/2026 | 18/9/2026 | 18/1/2027 | 20/5/2027 | 19/9/2027 | 2026-05-19 | 2025-11-18 | PPM-HVAC | 224
PPM-01446 | In-house PPM | HVAC | HALF YEARLY |  |  | FAN COIL UNIT | FAN COIL UNIT,FF-FCU-B5-21(MB-1-MBFFB5-0637),SERVICES AND STORE ROOM,FIRST FLOOR,ACCOMMODATION BLOCK (B-5),ZONE-1,SBJ | SBJ-Z1-B5-FF-SS-FCU0637 | B5 BUILDING | 1 | YORK | YGFC10STCB3EF2XFLB |  |  |  |  | 19/11/2024 | 20/5/2025 | 18/11/2025 | 19/5/2026 | 18/9/2026 | 18/1/2027 | 20/5/2027 | 19/9/2027 | 2026-05-19 | 2025-11-18 | PPM-HVAC | 225
PPM-01447 | In-house PPM | HVAC | HALF YEARLY |  |  | FAN COIL UNIT | FAN COIL UNIT,SF-FCU-B5-22(MB-1-MBSFB5-0638),SERVICES AND STORE ROOM,SECOND FLOOR,ACCOMMODATION BLOCK (B-5),ZONE-1,SBJ | SBJ-Z1-B5-SF-SS-FCU0638 | B5 BUILDING | 1 | YORK | YGFC08STCB4EF2XFLB |  |  |  |  | 20/11/2024 | 21/5/2025 | 19/11/2025 | 20/5/2026 | 19/9/2026 | 19/1/2027 | 21/5/2027 | 20/9/2027 | 2026-05-20 | 2025-11-19 | PPM-HVAC | 226
PPM-01448 | In-house PPM | HVAC | HALF YEARLY |  |  | FAN COIL UNIT | FAN COIL UNIT,SF-FCU-B5-23(MB-1-MBSFB5-0639),ROOM 202,SECOND FLOOR,ACCOMMODATION BLOCK (B-5),ZONE-1,SBJ | SBJ-Z1-B5-SF-RM202-FCU0639 | B5 BUILDING | 1 | YORK | YGFC06STCE3XF1XB5L |  |  |  |  | 20/11/2024 | 21/5/2025 | 19/11/2025 | 20/5/2026 | 19/9/2026 | 19/1/2027 | 21/5/2027 | 20/9/2027 | 2026-05-20 | 2025-11-19 | PPM-HVAC | 227
PPM-01449 | In-house PPM | HVAC | HALF YEARLY |  |  | FAN COIL UNIT | FAN COIL UNIT,SF-FCU-B5-24(MB-1-MBSFB5-0640),ROOM 204,SECOND FLOOR,ACCOMMODATION BLOCK (B-5),ZONE-1,SBJ | SBJ-Z1-B5-SF-RM204-FCU0640 | B5 BUILDING | 1 | YORK | YGFC06STCE3XF1XB5L |  |  |  |  | 20/11/2024 | 21/5/2025 | 19/11/2025 | 20/5/2026 | 19/9/2026 | 19/1/2027 | 21/5/2027 | 20/9/2027 | 2026-05-20 | 2025-11-19 | PPM-HVAC | 228
PPM-01450 | In-house PPM | HVAC | HALF YEARLY |  |  | FAN COIL UNIT | FAN COIL UNIT,SF-FCU-B5-25(MB-1-MBSFB5-0641),ROOM 206,SECOND FLOOR,ACCOMMODATION BLOCK (B-5),ZONE-1,SBJ | SBJ-Z1-B5-SF-RM206-FCU0641 | B5 BUILDING | 1 | YORK | YGFC06STCE3XF1XB5L |  |  |  |  | 21/11/2024 | 22/5/2025 | 20/11/2025 | 21/5/2026 | 20/9/2026 | 20/1/2027 | 22/5/2027 | 21/9/2027 | 2026-05-21 | 2025-11-20 | PPM-HVAC | 229
PPM-01451 | In-house PPM | HVAC | HALF YEARLY |  |  | FAN COIL UNIT | FAN COIL UNIT,SF-FCU-B5-26(MB-1-MBSFB5-0642),ROOM 208,SECOND FLOOR,ACCOMMODATION BLOCK (B-5),ZONE-1,SBJ | SBJ-Z1-B5-SF-RM208-FCU0642 | B5 BUILDING | 1 | YORK | YGFC07STCE4XF1XB5L |  |  |  |  | 21/11/2024 | 22/5/2025 | 20/11/2025 | 21/5/2026 | 20/9/2026 | 20/1/2027 | 22/5/2027 | 21/9/2027 | 2026-05-21 | 2025-11-20 | PPM-HVAC | 230
PPM-01452 | In-house PPM | HVAC | HALF YEARLY |  |  | FAN COIL UNIT | FAN COIL UNIT,SF-FCU-B5-27(MB-1-MBSFB5-0643),EXIT CORRIDOR,SECOND FLOOR,ACCOMMODATION BLOCK (B-5),ZONE-1,SBJ | SBJ-Z1-B5-SF-EXC-FCU0643 | B5 BUILDING | 1 | YORK | YGFC06STCB4EEZXFLB |  |  |  |  | 21/11/2024 | 22/5/2025 | 20/11/2025 | 21/5/2026 | 20/9/2026 | 20/1/2027 | 22/5/2027 | 21/9/2027 | 2026-05-21 | 2025-11-20 | PPM-HVAC | 231
PPM-01453 | In-house PPM | HVAC | HALF YEARLY |  |  | FAN COIL UNIT | FAN COIL UNIT,SF-FCU-B5-28(MB-1-MBSFB5-0644),ROOM 209,SECOND FLOOR,ACCOMMODATION BLOCK (B-5),ZONE-1,SBJ | SBJ-Z1-B5-SF-RM209-FCU0644 | B5 BUILDING | 1 | YORK | YGFC07STCE4XF1XB5L |  |  |  |  | 23/11/2024 | 24/5/2025 | 22/11/2025 | 23/5/2026 | 22/9/2026 | 22/1/2027 | 24/5/2027 | 23/9/2027 | 2026-05-23 | 2025-11-22 | PPM-HVAC | 232
PPM-01454 | In-house PPM | HVAC | HALF YEARLY |  |  | FAN COIL UNIT | FAN COIL UNIT,SF-FCU-B5-29(MB-1-MBSFB5-0645),ROOM 207,SECOND FLOOR,ACCOMMODATION BLOCK (B-5),ZONE-1,SBJ | SBJ-Z1-B5-SF-RM207-FCU0645 | B5 BUILDING | 1 | YORK | YGFC06STCE4XF1XB5L |  |  |  |  | 23/11/2024 | 24/5/2025 | 22/11/2025 | 23/5/2026 | 22/9/2026 | 22/1/2027 | 24/5/2027 | 23/9/2027 | 2026-05-23 | 2025-11-22 | PPM-HVAC | 233
PPM-01455 | In-house PPM | HVAC | HALF YEARLY |  |  | FAN COIL UNIT | FAN COIL UNIT,SF-FCU-B5-30(MB-1-MBSFB5-0646),ROOM 205,SECOND FLOOR,ACCOMMODATION BLOCK (B-5),ZONE-1,SBJ | SBJ-Z1-B5-SF-RM205-FCU0646 | B5 BUILDING | 1 | YORK | YGFC06STCE4XF1XB5L |  |  |  |  | 23/11/2024 | 24/5/2025 | 22/11/2025 | 23/5/2026 | 22/9/2026 | 22/1/2027 | 24/5/2027 | 23/9/2027 | 2026-05-23 | 2025-11-22 | PPM-HVAC | 234
PPM-01456 | In-house PPM | HVAC | HALF YEARLY |  |  | FAN COIL UNIT | FAN COIL UNIT,SF-FCU-B5-31(MB-1-MBSFB5-0647),ROOM 203,SECOND FLOOR,ACCOMMODATION BLOCK (B-5),ZONE-1,SBJ | SBJ-Z1-B5-SF-RM203-FCU0647 | B5 BUILDING | 1 | YORK | YGFC06STCE4XF1XB5L |  |  |  |  | 24/11/2024 | 25/5/2025 | 23/11/2025 | 24/5/2026 | 23/9/2026 | 23/1/2027 | 25/5/2027 | 24/9/2027 | 2026-05-24 | 2025-11-23 | PPM-HVAC | 235
PPM-01457 | In-house PPM | HVAC | HALF YEARLY |  |  | FAN COIL UNIT | FAN COIL UNIT,SF-FCU-B5-32(MB-1-MBSFB5-0648),ROOM 201,SECOND FLOOR,ACCOMMODATION BLOCK (B-5),ZONE-1,SBJ | SBJ-Z1-B5-SF-RM201-FCU0648 | B5 BUILDING | 1 | YORK | YGFC06STCE4XF1XB5L |  |  |  |  | 24/11/2024 | 25/5/2025 | 23/11/2025 | 24/5/2026 | 23/9/2026 | 23/1/2027 | 25/5/2027 | 24/9/2027 | 2026-05-24 | 2025-11-23 | PPM-HVAC | 236
PPM-01458 | In-house PPM | HVAC | HALF YEARLY |  |  | FAN COIL UNIT | FAN COIL UNIT,SF-FCU-B5-33(MB-1-MBSFB5-0649),CORRIDOR,SECOND FLOOR,ACCOMMODATION BLOCK (B-5),ZONE-1,SBJ | SBJ-Z1-B5-SF-CO-FCU0649 | B5 BUILDING | 1 | YORK | YGFC12STCB3EF2XFLB |  |  |  |  | 24/11/2024 | 25/5/2025 | 23/11/2025 | 24/5/2026 | 23/9/2026 | 23/1/2027 | 25/5/2027 | 24/9/2027 | 2026-05-24 | 2025-11-23 | PPM-HVAC | 237
PPM-01459 | In-house PPM | HVAC | HALF YEARLY |  |  | EXTRACT FAN | EXTRACT FANS,B5-RF-TOILET EXT FAN(MB-1-MBRFB5-0653),ROOFTOP,ACCOMMODATION BLOCK (B-5),ZONE-1,SBJ | SBJ-Z1-B5-RF-CH-0653 | B5 BUILDING | 1 | Twin City | BSI 165AHP |  |  |  |  | 25/11/2024 | 26/5/2025 | 24/11/2025 | 25/5/2026 | 24/9/2026 | 24/1/2027 | 26/5/2027 | 25/9/2027 | 2026-05-25 | 2025-11-24 | PPM-HVAC | 238
PPM-01460 | In-house PPM | HVAC | HALF YEARLY |  |  | EXTRACT FAN | EXTRACT FANS,B5-RF-KITCHEN EX FAN(MB-1-MBRFB5-0654),ROOFTOP,ACCOMMODATION BLOCK (B-5),ZONE-1,SBJ | SBJ-Z1-B5-RF-CH-0588 | B5 BUILDING | 1 | Twin City | BSI 80A |  |  |  |  | 25/11/2024 | 26/5/2025 | 24/11/2025 | 25/5/2026 | 24/9/2026 | 24/1/2027 | 26/5/2027 | 25/9/2027 | 2026-05-25 | 2025-11-24 | PPM-HVAC | 239
PPM-01461 | In-house PPM | HVAC | HALF YEARLY |  |  | FAHU | FAHU,B5 RF-FAHU-01(MB-1-MBRFB5-0650),ROOFTOP,ACCOMMODATION BLOCK (B-5),ZONE-1,SBJ | SBJ-Z1-B5-RF-HVEXF-0589 | B5 BUILDING | 1 | YORK | CTA0048 |  |  |  |  | 25/11/2024 | 26/5/2025 | 24/11/2025 | 25/5/2026 | 24/9/2026 | 24/1/2027 | 26/5/2027 | 25/9/2027 | 2026-05-25 | 2025-11-24 | PPM-HVAC | 240
PPM-01462 | In-house PPM | HVAC | HALF YEARLY |  |  | FAN COIL UNIT | FAN COIL UNIT,FCU-B6-01(MB-1-MBGFB6-0655),TV ROOM,GROUND FLOOR,ACCOMMODATION BLOCK (B-6),ZONE-1,SBJ | SBJ-Z1-B6-GF-TVR-FCU0655 | B6 BUILDING | 1 | YORK | YGFC14STCB4EF2XFLB |  |  |  |  | 26/11/2024 | 27/5/2025 | 25/11/2025 | 26/5/2026 | 25/9/2026 | 25/1/2027 | 27/5/2027 | 26/9/2027 | 2026-05-26 | 2025-11-25 | PPM-HVAC | 241
PPM-01463 | In-house PPM | HVAC | HALF YEARLY |  |  | FAN COIL UNIT | FAN COIL UNIT,FCU-B6-02(MB-1-MBGFB6-0656),ROOM 001,GROUND FLOOR,ACCOMMODATION BLOCK (B-6),ZONE-1,SBJ | SBJ-Z1-B6-GF-RM001-FCU0656 | B6 BUILDING | 1 | YORK | YGFC04STCE4XF1XB5L |  |  |  |  | 26/11/2024 | 27/5/2025 | 25/11/2025 | 26/5/2026 | 25/9/2026 | 25/1/2027 | 27/5/2027 | 26/9/2027 | 2026-05-26 | 2025-11-25 | PPM-HVAC | 242
PPM-01464 | In-house PPM | HVAC | HALF YEARLY |  |  | FAN COIL UNIT | FAN COIL UNIT,FCU-B6-03(MB-1-MBGFB6-0657),ROOM 003,GROUND FLOOR,ACCOMMODATION BLOCK (B-6),ZONE-1,SBJ | SBJ-Z1-B6-GF-RM003-FCU0657 | B6 BUILDING | 1 | YORK | YGFC04STCE4XF1XB5L |  |  |  |  | 26/11/2024 | 27/5/2025 | 25/11/2025 | 26/5/2026 | 25/9/2026 | 25/1/2027 | 27/5/2027 | 26/9/2027 | 2026-05-26 | 2025-11-25 | PPM-HVAC | 243
PPM-01465 | In-house PPM | HVAC | HALF YEARLY |  |  | FAN COIL UNIT | FAN COIL UNIT,FCU-B6-04(MB-1-MBGFB6-0658),ROOM 005,GROUND FLOOR,ACCOMMODATION BLOCK (B-6),ZONE-1,SBJ | SBJ-Z1-B6-GF-RM005-FCU0658 | B6 BUILDING | 1 | YORK | YGFC04STCE4XF1XB5L |  |  |  |  | 27/11/2024 | 28/5/2025 | 26/11/2025 | 27/5/2026 | 26/9/2026 | 26/1/2027 | 28/5/2027 | 27/9/2027 | 2026-05-27 | 2025-11-26 | PPM-HVAC | 244
PPM-01466 | In-house PPM | HVAC | HALF YEARLY |  |  | FAN COIL UNIT | FAN COIL UNIT,FCU-B6-05(MB-1-MBGFB6-0659),ROOM 007,GROUND FLOOR,ACCOMMODATION BLOCK (B-6),ZONE-1,SBJ | SBJ-Z1-B6-GF-RM007-FCU0659 | B6 BUILDING | 1 | YORK | YGFC05STCE4XF1XB5L |  |  |  |  | 27/11/2024 | 28/5/2025 | 26/11/2025 | 27/5/2026 | 26/9/2026 | 26/1/2027 | 28/5/2027 | 27/9/2027 | 2026-05-27 | 2025-11-26 | PPM-HVAC | 245
PPM-01467 | In-house PPM | HVAC | HALF YEARLY |  |  | FAN COIL UNIT | FAN COIL UNIT,FCU-B6-06(MB-1-MBGFB6-0660),EXIT CORRIDOR,GROUND FLOOR,ACCOMMODATION BLOCK (B-6),ZONE-1,SBJ | SBJ-Z1-B6-GF-EXC-FCU0660 | B6 BUILDING | 1 | YORK | YGFC07STCB3EF2XFLB |  |  |  |  | 27/11/2024 | 28/5/2025 | 26/11/2025 | 27/5/2026 | 26/9/2026 | 26/1/2027 | 28/5/2027 | 27/9/2027 | 2026-05-27 | 2025-11-26 | PPM-HVAC | 246
PPM-01468 | In-house PPM | HVAC | HALF YEARLY |  |  | FAN COIL UNIT | FAN COIL UNIT,FCU-B6-07(MB-1-MBGFB6-0661),ROOM 008,GROUND FLOOR,ACCOMMODATION BLOCK (B-6),ZONE-1,SBJ | SBJ-Z1-B6-GF-RM008-FCU0661 | B6 BUILDING | 1 | YORK | YGFCO5STCE4XF1XB5L |  |  |  |  | 28/11/2024 | 29/5/2025 | 27/11/2025 | 28/5/2026 | 27/9/2026 | 27/1/2027 | 29/5/2027 | 28/9/2027 | 2026-05-28 | 2025-11-27 | PPM-HVAC | 247
PPM-01469 | In-house PPM | HVAC | HALF YEARLY |  |  | FAN COIL UNIT | FAN COIL UNIT,FCU-B6-08(MB-1-MBGFB6-0662),ROOM 006,GROUND FLOOR,ACCOMMODATION BLOCK (B-6),ZONE-1,SBJ | SBJ-Z1-B6-GF-RM006-FCU0662 | B6 BUILDING | 1 | YORK | YGFC04STCE4XF1XB5L |  |  |  |  | 28/11/2024 | 29/5/2025 | 27/11/2025 | 28/5/2026 | 27/9/2026 | 27/1/2027 | 29/5/2027 | 28/9/2027 | 2026-05-28 | 2025-11-27 | PPM-HVAC | 248
PPM-01470 | In-house PPM | HVAC | HALF YEARLY |  |  | FAN COIL UNIT | FAN COIL UNIT,FCU-B6-09(MB-1-MBGFB6-0663),ROOM 004,GROUND FLOOR,ACCOMMODATION BLOCK (B-6),ZONE-1,SBJ | SBJ-Z1-B6-GF-RM004-FCU0663 | B6 BUILDING | 1 | YORK | YDFC04STCE4XF1XB5L |  |  |  |  | 28/11/2024 | 29/5/2025 | 27/11/2025 | 28/5/2026 | 27/9/2026 | 27/1/2027 | 29/5/2027 | 28/9/2027 | 2026-05-28 | 2025-11-27 | PPM-HVAC | 249
PPM-01471 | In-house PPM | HVAC | HALF YEARLY |  |  | FAN COIL UNIT | FAN COIL UNIT,FCU-B6-10(MB-1-MBGFB6-0664),ROOM 002,GROUND FLOOR,ACCOMMODATION BLOCK (B-6),ZONE-1,SBJ | SBJ-Z1-B6-GF-RM002-FCU0664 | B6 BUILDING | 1 | YORK | YGFC04STCE4XF1XB5L |  |  |  |  | 30/11/2024 | 31/5/2025 | 29/11/2025 | 30/5/2026 | 29/9/2026 | 29/1/2027 | 31/5/2027 | 30/9/2027 | 2026-05-30 | 2025-11-29 | PPM-HVAC | 250
PPM-01472 | In-house PPM | HVAC | HALF YEARLY |  |  | FAN COIL UNIT | FAN COIL UNIT,FCU-B6-11(MB-1-MBGFB6-0665),CORRIDOR,GROUND FLOOR,ACCOMMODATION BLOCK (B-6),ZONE-1,SBJ | SBJ-Z1-B6-GF-CO-FCU0665 | B6 BUILDING | 1 | YORK | YGFC14STCB4EF2XFLB |  |  |  |  | 30/11/2024 | 31/5/2025 | 29/11/2025 | 30/5/2026 | 29/9/2026 | 29/1/2027 | 31/5/2027 | 30/9/2027 | 2026-05-30 | 2025-11-29 | PPM-HVAC | 251
PPM-01473 | In-house PPM | HVAC | HALF YEARLY |  |  | FAN COIL UNIT | FAN COIL UNIT,FF-FCU-B6-13(MB-1-MBFFB6-0666),SERVICES AND STORE ROOM,FIRST FLOOR,ACCOMMODATION BLOCK (B-6),ZONE-1,SBJ | SBJ-Z1-B6-FF-SS-FCU0666 | B6 BUILDING | 1 | YORK | YGFC08STCB4EF2XFLB |  |  |  |  | 30/11/2024 | 31/5/2025 | 29/11/2025 | 30/5/2026 | 29/9/2026 | 29/1/2027 | 31/5/2027 | 30/9/2027 | 2026-05-30 | 2025-11-29 | PPM-HVAC | 252
PPM-01474 | In-house PPM | HVAC | HALF YEARLY |  |  | FAN COIL UNIT | FAN COIL UNIT,FF-FCU-B6-14(MB-1-MBFFB6-0667),ROOM 102,FIRST FLOOR,ACCOMMODATION BLOCK (B-6),ZONE-1,SBJ | SBJ-Z1-B6-FF-RM102-FCU0667 | B6 BUILDING | 1 | YORK | YGFC05STCE4XF1XB5L |  |  |  |  | 1/12/2024 | 1/6/2025 | 30/11/2025 | 31/5/2026 | 30/9/2026 | 30/1/2027 | 1/6/2027 | 1/10/2027 | 2026-05-31 | 2025-11-30 | PPM-HVAC | 253
PPM-01475 | In-house PPM | HVAC | HALF YEARLY |  |  | FAN COIL UNIT | FAN COIL UNIT,FF-FCU-B6-15(MB-1-MBFFB6-0668),ROOM 104,FIRST FLOOR,ACCOMMODATION BLOCK (B-6),ZONE-1,SBJ | SBJ-Z1-B6-FF-RM104-FCU0668 | B6 BUILDING | 1 | YORK | YGFC04STCE4XF1XB5L |  |  |  |  | 1/12/2024 | 1/6/2025 | 30/11/2025 | 31/5/2026 | 30/9/2026 | 30/1/2027 | 1/6/2027 | 1/10/2027 | 2026-05-31 | 2025-11-30 | PPM-HVAC | 254
PPM-01476 | In-house PPM | HVAC | HALF YEARLY |  |  | FAN COIL UNIT | FAN COIL UNIT,FF-FCU-B6-16(MB-1-MBFFB6-0669),ROOM 106,FIRST FLOOR,ACCOMMODATION BLOCK (B-6),ZONE-1,SBJ | SBJ-Z1-B6-FF-RM106-FCU0669 | B6 BUILDING | 1 | YORK | YDFC04STCE4XF1XB5L |  |  |  |  | 1/12/2024 | 1/6/2025 | 30/11/2025 | 31/5/2026 | 30/9/2026 | 30/1/2027 | 1/6/2027 | 1/10/2027 | 2026-05-31 | 2025-11-30 | PPM-HVAC | 255
PPM-01477 | In-house PPM | HVAC | HALF YEARLY |  |  | FAN COIL UNIT | FAN COIL UNIT,FF-FCU-B6-17(MB-1-MBFFB6-0670),ROOM 108,FIRST FLOOR,ACCOMMODATION BLOCK (B-6),ZONE-1,SBJ | SBJ-Z1-B6-FF-RM108-FCU0670 | B6 BUILDING | 1 | YORK | YGFC04STCE4XF1XB5L |  |  |  |  | 2/12/2024 | 2/6/2025 | 1/12/2025 | 1/6/2026 | 1/10/2026 | 31/1/2027 | 2/6/2027 | 2/10/2027 | 2026-06-01 | 2025-12-01 | PPM-HVAC | 256
PPM-01478 | In-house PPM | HVAC | HALF YEARLY |  |  | FAN COIL UNIT | FAN COIL UNIT,FF-FCU-B6-18(MB-1-MBFFB6-0671),ROOM 110,FIRST FLOOR,ACCOMMODATION BLOCK (B-6),ZONE-1,SBJ | SBJ-Z1-B6-FF-RM110-FCU0671 | B6 BUILDING | 1 | YORK | YGFC04STCE4XF1XB5L |  |  |  |  | 2/12/2024 | 2/6/2025 | 1/12/2025 | 1/6/2026 | 1/10/2026 | 31/1/2027 | 2/6/2027 | 2/10/2027 | 2026-06-01 | 2025-12-01 | PPM-HVAC | 257
PPM-01479 | In-house PPM | HVAC | HALF YEARLY |  |  | FAN COIL UNIT | FAN COIL UNIT,FF-FCU-B6-20(MB-1-MBFFB6-0672),ROOM 111,FIRST FLOOR,ACCOMMODATION BLOCK (B-6),ZONE-1,SBJ | SBJ-Z1-B6-FF-RM111-FCU0672 | B6 BUILDING | 1 | YORK | YGFC04STCE4XF1XB5L |  |  |  |  | 3/12/2024 | 3/6/2025 | 2/12/2025 | 2/6/2026 | 2/10/2026 | 1/2/2027 | 3/6/2027 | 3/10/2027 | 2026-06-02 | 2025-12-02 | PPM-HVAC | 258
PPM-01480 | In-house PPM | HVAC | HALF YEARLY |  |  | FAN COIL UNIT | FAN COIL UNIT,FF-FCU-B6-21(MB-1-MBFFB6-0673),ROOM 109,FIRST FLOOR,ACCOMMODATION BLOCK (B-6),ZONE-1,SBJ | SBJ-Z1-B6-FF-RM109-FCU0673 | B6 BUILDING | 1 | YORK | YGFC04STCE4XF1XB5L |  |  |  |  | 3/12/2024 | 3/6/2025 | 2/12/2025 | 2/6/2026 | 2/10/2026 | 1/2/2027 | 3/6/2027 | 3/10/2027 | 2026-06-02 | 2025-12-02 | PPM-HVAC | 259
PPM-01481 | In-house PPM | HVAC | HALF YEARLY |  |  | FAN COIL UNIT | FAN COIL UNIT,FF-FCU-B6-22(MB-1-MBFFB6-0674),ROOM 107,FIRST FLOOR,ACCOMMODATION BLOCK (B-6),ZONE-1,SBJ | SBJ-Z1-B6-FF-RM107-FCU0674 | B6 BUILDING | 1 | YORK | YGFC04STCE4XF1XB5L |  |  |  |  | 4/12/2024 | 4/6/2025 | 3/12/2025 | 3/6/2026 | 3/10/2026 | 2/2/2027 | 4/6/2027 | 4/10/2027 | 2026-06-03 | 2025-12-03 | PPM-HVAC | 260
PPM-01482 | In-house PPM | HVAC | HALF YEARLY |  |  | FAN COIL UNIT | FAN COIL UNIT,FF-FCU-B6-23(MB-1-MBFFB6-0675),ROOM 105,FIRST FLOOR,ACCOMMODATION BLOCK (B-6),ZONE-1,SBJ | SBJ-Z1-B6-FF-RM105-FCU0675 | B6 BUILDING | 1 | YORK | YGFC04STCE4XF1XB5L |  |  |  |  | 4/12/2024 | 4/6/2025 | 3/12/2025 | 3/6/2026 | 3/10/2026 | 2/2/2027 | 4/6/2027 | 4/10/2027 | 2026-06-03 | 2025-12-03 | PPM-HVAC | 261
PPM-01483 | In-house PPM | HVAC | HALF YEARLY |  |  | FAN COIL UNIT | FAN COIL UNIT,FF-FCU-B6-24(MB-1-MBFFB6-0676),ROOM 103,FIRST FLOOR,ACCOMMODATION BLOCK (B-6),ZONE-1,SBJ | SBJ-Z1-B6-FF-RM103-FCU0676 | B6 BUILDING | 1 | YORK | YGFC04STCE4XF1XB5L |  |  |  |  | 5/12/2024 | 5/6/2025 | 4/12/2025 | 4/6/2026 | 4/10/2026 | 3/2/2027 | 5/6/2027 | 5/10/2027 | 2026-06-04 | 2025-12-04 | PPM-HVAC | 262
PPM-01484 | In-house PPM | HVAC | HALF YEARLY |  |  | FAN COIL UNIT | FAN COIL UNIT,FF-FCU-B6-25(MB-1-MBFFB6-0677),ROOM 101,FIRST FLOOR,ACCOMMODATION BLOCK (B-6),ZONE-1,SBJ | SBJ-Z1-B6-FF-RM101-FCU0677 | B6 BUILDING | 1 | YORK | YGFC05STCE4XF1XB5L |  |  |  |  | 5/12/2024 | 5/6/2025 | 4/12/2025 | 4/6/2026 | 4/10/2026 | 3/2/2027 | 5/6/2027 | 5/10/2027 | 2026-06-04 | 2025-12-04 | PPM-HVAC | 263
PPM-01485 | In-house PPM | HVAC | HALF YEARLY |  |  | FAN COIL UNIT | FAN COIL UNIT,FF-FCU-B6-26(MB-1-MBFFB6-0678),CORRIDOR,FIRST FLOOR,ACCOMMODATION BLOCK (B-6),ZONE-1,SBJ | SBJ-Z1-B6-FF-CO-FCU0678 | B6 BUILDING | 1 | YORK | YGFC08STCB4EF2XFLB |  |  |  |  | 7/12/2024 | 7/6/2025 | 6/12/2025 | 6/6/2026 | 6/10/2026 | 5/2/2027 | 7/6/2027 | 7/10/2027 | 2026-06-06 | 2025-12-06 | PPM-HVAC | 264
PPM-01486 | In-house PPM | HVAC | HALF YEARLY |  |  | FAN COIL UNIT | FAN COIL UNIT,SF-FCU-B6-27(MB-1-MBSFB6-0679),SERVICES AND STORE ROOM,SECOND FLOOR,ACCOMMODATION BLOCK (B-6),ZONE-1,SBJ | SBJ-Z1-B6-SF-SS-FCU0679 | B6 BUILDING | 1 | YORK | YGFC08STCB4EF2XFLB |  |  |  |  | 7/12/2024 | 7/6/2025 | 6/12/2025 | 6/6/2026 | 6/10/2026 | 5/2/2027 | 7/6/2027 | 7/10/2027 | 2026-06-06 | 2025-12-06 | PPM-HVAC | 265
PPM-01487 | In-house PPM | HVAC | HALF YEARLY |  |  | FAN COIL UNIT | FAN COIL UNIT,SF-FCU-B6-28(MB-1-MBSFB6-0680),ROOM 202,SECOND FLOOR,ACCOMMODATION BLOCK (B-6),ZONE-1,SBJ | SBJ-Z1-B6-SF-RM202-FCU0680 | B6 BUILDING | 1 | YORK | YGFC06STCE4XF1XB5L |  |  |  |  | 8/12/2024 | 8/6/2025 | 7/12/2025 | 7/6/2026 | 7/10/2026 | 6/2/2027 | 8/6/2027 | 8/10/2027 | 2026-06-07 | 2025-12-07 | PPM-HVAC | 266
PPM-01488 | In-house PPM | HVAC | HALF YEARLY |  |  | FAN COIL UNIT | FAN COIL UNIT,SF-FCU-B6-29(MB-1-MBSFB6-0681),ROOM 204,SECOND FLOOR,ACCOMMODATION BLOCK (B-6),ZONE-1,SBJ | SBJ-Z1-B6-SF-RM204-FCU0681 | B6 BUILDING | 1 | YORK | YGFC06STCE3XF1XB5L |  |  |  |  | 8/12/2024 | 8/6/2025 | 7/12/2025 | 7/6/2026 | 7/10/2026 | 6/2/2027 | 8/6/2027 | 8/10/2027 | 2026-06-07 | 2025-12-07 | PPM-HVAC | 267
PPM-01489 | In-house PPM | HVAC | HALF YEARLY |  |  | FAN COIL UNIT | FAN COIL UNIT,SF-FCU-B6-30(MB-1-MBSFB6-0682),ROOM 206,SECOND FLOOR,ACCOMMODATION BLOCK (B-6),ZONE-1,SBJ | SBJ-Z1-B6-SF-RM206-FCU0682 | B6 BUILDING | 1 | YORK | YGFC06STCE3XF1XB5L |  |  |  |  | 9/12/2024 | 9/6/2025 | 8/12/2025 | 8/6/2026 | 8/10/2026 | 7/2/2027 | 9/6/2027 | 9/10/2027 | 2026-06-08 | 2025-12-08 | PPM-HVAC | 268
PPM-01490 | In-house PPM | HVAC | HALF YEARLY |  |  | FAN COIL UNIT | FAN COIL UNIT,SF-FCU-B6-31(MB-1-MBSFB6-0683),ROOM 208,SECOND FLOOR,ACCOMMODATION BLOCK (B-6),ZONE-1,SBJ | SBJ-Z1-B6-SF-RM208-FCU0683 | B6 BUILDING | 1 | YORK | YGFC06STCE3XF1B5L |  |  |  |  | 9/12/2024 | 9/6/2025 | 8/12/2025 | 8/6/2026 | 8/10/2026 | 7/2/2027 | 9/6/2027 | 9/10/2027 | 2026-06-08 | 2025-12-08 | PPM-HVAC | 269
PPM-01491 | In-house PPM | HVAC | HALF YEARLY |  |  | FAN COIL UNIT | FAN COIL UNIT,SF-FCU-B6-32(MB-1-MBSFB6-0684),ROOM 210,SECOND FLOOR,ACCOMMODATION BLOCK (B-6),ZONE-1,SBJ | SBJ-Z1-B6-SF-RM210-FCU0684 | B6 BUILDING | 1 | YORK | YGFC06STCE3XF1XB5L |  |  |  |  | 10/12/2024 | 10/6/2025 | 9/12/2025 | 9/6/2026 | 9/10/2026 | 8/2/2027 | 10/6/2027 | 10/10/2027 | 2026-06-09 | 2025-12-09 | PPM-HVAC | 270
PPM-01492 | In-house PPM | HVAC | HALF YEARLY |  |  | FAN COIL UNIT | FAN COIL UNIT,SF-FCU-B6-33(MB-1-MBSFB6-0685),CORRIDOR,SECOND FLOOR,ACCOMMODATION BLOCK (B-6),ZONE-1,SBJ | SBJ-Z1-B6-SF-CO-FCU0685 | B6 BUILDING | 1 | YORK | YGFC06STCB4EF2XFLB |  |  |  |  | 10/12/2024 | 10/6/2025 | 9/12/2025 | 9/6/2026 | 9/10/2026 | 8/2/2027 | 10/6/2027 | 10/10/2027 | 2026-06-09 | 2025-12-09 | PPM-HVAC | 271
PPM-01493 | In-house PPM | HVAC | HALF YEARLY |  |  | FAN COIL UNIT | FAN COIL UNIT,SF-FCU-B6-34(MB-1-MBSFB6-0686),ROOM 211,SECOND FLOOR,ACCOMMODATION BLOCK (B-6),ZONE-1,SBJ | SBJ-Z1-B6-SF-RM211-FCU0686 | B6 BUILDING | 1 | YORK | YGFC06STCE4XF1XB5L |  |  |  |  | 11/12/2024 | 11/6/2025 | 10/12/2025 | 10/6/2026 | 10/10/2026 | 9/2/2027 | 11/6/2027 | 11/10/2027 | 2026-06-10 | 2025-12-10 | PPM-HVAC | 272
PPM-01494 | In-house PPM | HVAC | HALF YEARLY |  |  | FAN COIL UNIT | FAN COIL UNIT,SF-FCU-B6-35(MB-1-MBSFB6-0687),ROOM 209,SECOND FLOOR,ACCOMMODATION BLOCK (B-6),ZONE-1,SBJ | SBJ-Z1-B6-SF-RM209-FCU0687 | B6 BUILDING | 1 | YORK | YGFC06STCE4XF1XB5L |  |  |  |  | 11/12/2024 | 11/6/2025 | 10/12/2025 | 10/6/2026 | 10/10/2026 | 9/2/2027 | 11/6/2027 | 11/10/2027 | 2026-06-10 | 2025-12-10 | PPM-HVAC | 273
PPM-01495 | In-house PPM | HVAC | HALF YEARLY |  |  | FAN COIL UNIT | FAN COIL UNIT,SF-FCU-B6-36(MB-1-MBSFB6-0688),ROOM 207,SECOND FLOOR,ACCOMMODATION BLOCK (B-6),ZONE-1,SBJ | SBJ-Z1-B6-SF-RM207-FCU0688 | B6 BUILDING | 1 | YORK | YGFC06STCE4XF1XB5L |  |  |  |  | 12/12/2024 | 12/6/2025 | 11/12/2025 | 11/6/2026 | 11/10/2026 | 10/2/2027 | 12/6/2027 | 12/10/2027 | 2026-06-11 | 2025-12-11 | PPM-HVAC | 274
PPM-01496 | In-house PPM | HVAC | HALF YEARLY |  |  | FAN COIL UNIT | FAN COIL UNIT,SF-FCU-B6-37(MB-1-MBSFB6-0689),ROOM 205,SECOND FLOOR,ACCOMMODATION BLOCK (B-6),ZONE-1,SBJ | SBJ-Z1-B6-SF-RM205-FCU0689 | B6 BUILDING | 1 | YORK | YFGC06STCE4XF1XB5L |  |  |  |  | 12/12/2024 | 12/6/2025 | 11/12/2025 | 11/6/2026 | 11/10/2026 | 10/2/2027 | 12/6/2027 | 12/10/2027 | 2026-06-11 | 2025-12-11 | PPM-HVAC | 275
PPM-01497 | In-house PPM | HVAC | HALF YEARLY |  |  | FAN COIL UNIT | FAN COIL UNIT,SF-FCU-B6-38(MB-1-MBSFB6-0690),ROOM 203,SECOND FLOOR,ACCOMMODATION BLOCK (B-6),ZONE-1,SBJ | SBJ-Z1-B6-SF-RM203-FCU0690 | B6 BUILDING | 1 | YORK | YGFC06STCE4XF1XB5L |  |  |  |  | 14/12/2024 | 14/6/2025 | 13/12/2025 | 13/6/2026 | 13/10/2026 | 12/2/2027 | 14/6/2027 | 14/10/2027 | 2026-06-13 | 2025-12-13 | PPM-HVAC | 276
PPM-01498 | In-house PPM | HVAC | HALF YEARLY |  |  | FAN COIL UNIT | FAN COIL UNIT,SF-FCU-B6-39(MB-1-MBSFB6-0691),ROOM 201,SECOND FLOOR,ACCOMMODATION BLOCK (B-6),ZONE-1,SBJ | SBJ-Z1-B6-SF-RM201-FCU0691 | B6 BUILDING | 1 | YORK | YGFC06STCE4XF1XB5L |  |  |  |  | 14/12/2024 | 14/6/2025 | 13/12/2025 | 13/6/2026 | 13/10/2026 | 12/2/2027 | 14/6/2027 | 14/10/2027 | 2026-06-13 | 2025-12-13 | PPM-HVAC | 277
PPM-01499 | In-house PPM | HVAC | HALF YEARLY |  |  | FAN COIL UNIT | FAN COIL UNIT,B6-SF-FCU-40(MB-1-MBSFB6-0692),CORRIDOR,SECOND FLOOR,ACCOMMODATION BLOCK (B-6),ZONE-1,SBJ | SBJ-Z1-B6-SF-CO-FCU0692 | B6 BUILDING | 1 | YORK | YGFC14STCB3EF2XFLB |  |  |  |  | 14/12/2024 | 14/6/2025 | 13/12/2025 | 13/6/2026 | 13/10/2026 | 12/2/2027 | 14/6/2027 | 14/10/2027 | 2026-06-13 | 2025-12-13 | PPM-HVAC | 278
PPM-01500 | In-house PPM | HVAC | HALF YEARLY |  |  | EXTRACT FAN | EXTRACT FANS,B6-RF-TOILET EX. FAN(MB-1-MBRFB6-0696),ROOF,ACCOMMODATION BLOCK (B-6),ZONE-1,SBJ | SBJ-Z1-B6-RF-HVEXF-0696 | B6 BUILDING | 1 | Twin City | BSI 165 A |  |  |  |  | 15/12/2024 | 15/6/2025 | 14/12/2025 | 14/6/2026 | 14/10/2026 | 13/2/2027 | 15/6/2027 | 15/10/2027 | 2026-06-14 | 2025-12-14 | PPM-HVAC | 279
PPM-01501 | In-house PPM | HVAC | HALF YEARLY |  |  | EXTRACT FAN | EXTRACT FANS,B6-RF-KITCHEN EX. FAN(MB-1-MBRFB6-0697),ROOF,ACCOMMODATION BLOCK (B-6),ZONE-1,SBJ | SBJ-Z1-B6-RF-HVEXF-0697 | B6 BUILDING | 1 | Twin City | BSI 80A |  |  |  |  | 15/12/2024 | 15/6/2025 | 14/12/2025 | 14/6/2026 | 14/10/2026 | 13/2/2027 | 15/6/2027 | 15/10/2027 | 2026-06-14 | 2025-12-14 | PPM-HVAC | 280
PPM-01502 | In-house PPM | HVAC | HALF YEARLY |  |  | FAHU | FAHU,B6-RF-FAHU-01(MB-1-MBRFB6-0695),ROOF,ACCOMMODATION BLOCK (B-6),ZONE-1,SBJ | SBJ-Z1-B6-RF-FAHU-0695 | B6 BUILDING | 1 | YORK | CTA 048 |  |  |  |  | 15/12/2024 | 15/6/2025 | 14/12/2025 | 14/6/2026 | 14/10/2026 | 13/2/2027 | 15/6/2027 | 15/10/2027 | 2026-06-14 | 2025-12-14 | PPM-HVAC | 281
PPM-01503 | In-house PPM | HVAC | HALF YEARLY |  |  | REFRIGERATOR | REFRIGERATOR(MB-2-2GF-0126),CAFETERIA,GROUND FLOOR,EXPERIENCE / SALES CENTRE, ZONE 2,SBJ | SBJ-Z2-ESC-GF-CAF-REF | EXPERIENCE / SALES CENTER | 1 | FAGOR | - | Working |  |  |  | 16/12/2024 | 16/6/2025 | 15/12/2025 | 15/6/2026 | 15/10/2026 | 14/2/2027 | 16/6/2027 | 16/10/2027 | 2026-06-15 | 2025-12-15 | PPM-HVAC | 282
PPM-01504 | In-house PPM | HVAC | HALF YEARLY |  |  | CASSETTE TYPE AC | CASSETTE TYPE AC,LIFT,VILLAGE SQUARE,ZONE-2,SBJ | SBJ-Z2-VS-LF-CTAC1 | VILLAGE SQUARE | 1 | YORK |  | Working |  |  |  | 16/12/2024 | 16/6/2025 | 15/12/2025 | 15/6/2026 | 15/10/2026 | 14/2/2027 | 16/6/2027 | 16/10/2027 | 2026-06-15 | 2025-12-15 | PPM-HVAC | 283
PPM-01505 | In-house PPM | HVAC | HALF YEARLY |  |  | CASSETTE TYPE AC | CASSETTE TYPE AC,LIFT,VILLAGE SQUARE,ZONE-2,SBJ | SBJ-Z2-VS-LF-CTAC2 | VILLAGE SQUARE | 1 | YORK |  | Working |  |  |  | 16/12/2024 | 16/6/2025 | 15/12/2025 | 15/6/2026 | 15/10/2026 | 14/2/2027 | 16/6/2027 | 16/10/2027 | 2026-06-15 | 2025-12-15 | PPM-HVAC | 284
PPM-01506 | In-house PPM | HVAC | HALF YEARLY |  |  | DUCTABLE SPLIT AC | DUCTABLE SPLIT AC,MALE TOILET,VILLAGE SQUARE,ZONE-2,SBJ | SBJ-Z2-VS-MTT-HVDXI | VILLAGE SQUARE | 1 | YORK |  | Working |  |  |  | 17/12/2024 | 17/6/2025 | 16/12/2025 | 16/6/2026 | 16/10/2026 | 15/2/2027 | 17/6/2027 | 17/10/2027 | 2026-06-16 | 2025-12-16 | PPM-HVAC | 285
PPM-01507 | In-house PPM | HVAC | HALF YEARLY |  |  | SPLIT AC | SPLIT AC,FEMALE TOILET STORE,VILLAGE SQUARE,ZONE-2,SBJ | SBJ-Z2-VS-FTS-SPA | VILLAGE SQUARE | 1 | YORK |  | Working |  |  |  | 17/12/2024 | 17/6/2025 | 16/12/2025 | 16/6/2026 | 16/10/2026 | 15/2/2027 | 17/6/2027 | 17/10/2027 | 2026-06-16 | 2025-12-16 | PPM-HVAC | 286
PPM-01508 | In-house PPM | HVAC | HALF YEARLY |  |  | DUCTABLE SPLIT AC | DUCTABLE SPLIT AC,FEMALE TOILET,VILLAGE SQUARE,ZONE-2,SBJ | SBJ-Z2-VS-FTT-HVDXI | VILLAGE SQUARE | 1 | YORK |  | Working |  |  |  | 17/12/2024 | 17/6/2025 | 16/12/2025 | 16/6/2026 | 16/10/2026 | 15/2/2027 | 17/6/2027 | 17/10/2027 | 2026-06-16 | 2025-12-16 | PPM-HVAC | 287
PPM-01509 | In-house PPM | HVAC | HALF YEARLY |  |  | DUCTABLE SPLIT AC | DUCTABLE SPLIT AC,QANTAB TOURISM OFFICE,VILLAGE SQUARE,ZONE-2,SBJ | SBJ-Z2-VS-QTO-HVDXI1 | VILLAGE SQUARE | 1 | YORK |  | Working |  |  |  | 18/12/2024 | 18/6/2025 | 17/12/2025 | 17/6/2026 | 17/10/2026 | 16/2/2027 | 18/6/2027 | 18/10/2027 | 2026-06-17 | 2025-12-17 | PPM-HVAC | 288
PPM-01510 | In-house PPM | HVAC | HALF YEARLY |  |  | DUCTABLE SPLIT AC | DUCTABLE SPLIT AC,QANTAB TOURISM OFFICE,VILLAGE SQUARE,ZONE-2,SBJ | SBJ-Z2-VS-QTO-HVDXI2 | VILLAGE SQUARE | 1 | YORK |  | Working |  |  |  | 18/12/2024 | 18/6/2025 | 17/12/2025 | 17/6/2026 | 17/10/2026 | 16/2/2027 | 18/6/2027 | 18/10/2027 | 2026-06-17 | 2025-12-17 | PPM-HVAC | 289
PPM-01511 | In-house PPM | HVAC | HALF YEARLY |  |  | SPLIT AC | SPLIT AC,TELECOM ROOM (IDF1),QANTAB TOURSIM OFFICE,VILLAGE SQUARE,ZONE-2,SBJ | SBJ-Z2-VS-IDF1-SPA | VILLAGE SQUARE | 1 | YORK |  | Working |  |  |  | 18/12/2024 | 18/6/2025 | 17/12/2025 | 17/6/2026 | 17/10/2026 | 16/2/2027 | 18/6/2027 | 18/10/2027 | 2026-06-17 | 2025-12-17 | PPM-HVAC | 290
PPM-01512 | In-house PPM | HVAC | HALF YEARLY |  |  | DUCTABLE SPLIT AC | DUCTABLE SPLIT AC,MALE PRAYER ROOM,VILLAGE SQUARE,ZONE-2,SBJ | SBJ-Z2-VS-MPR-HVDXI | VILLAGE SQUARE | 1 | YORK |  | Working |  |  |  | 19/12/2024 | 19/6/2025 | 18/12/2025 | 18/6/2026 | 18/10/2026 | 17/2/2027 | 19/6/2027 | 19/10/2027 | 2026-06-18 | 2025-12-18 | PPM-HVAC | 291
PPM-01513 | In-house PPM | HVAC | HALF YEARLY |  |  | DUCTABLE SPLIT AC | DUCTABLE SPLIT AC,FEMALE PRAYER ROOM,VILLAGE SQUARE,ZONE-2,SBJ | SBJ-Z2-VS-FPR-HVDXI | VILLAGE SQUARE | 1 | YORK |  | Working |  |  |  | 19/12/2024 | 19/6/2025 | 18/12/2025 | 18/6/2026 | 18/10/2026 | 17/2/2027 | 19/6/2027 | 19/10/2027 | 2026-06-18 | 2025-12-18 | PPM-HVAC | 292
PPM-01514 | In-house PPM | HVAC | HALF YEARLY |  |  | SPLIT AC | SPLIT AC,ELECTRICAL ROOM 1,VILLAGE SQUARE,ZONE-2,SBJ | SBJ-Z2-VS-ELR1-SPA | VILLAGE SQUARE | 1 | YORK |  | Working |  |  |  | 19/12/2024 | 19/6/2025 | 18/12/2025 | 18/6/2026 | 18/10/2026 | 17/2/2027 | 19/6/2027 | 19/10/2027 | 2026-06-18 | 2025-12-18 | PPM-HVAC | 293
PPM-01515 | In-house PPM | HVAC | HALF YEARLY |  |  | SPLIT AC | SPLIT AC,TELECOM ROOM (IDF2),VILLAGE SQUARE,ZONE-2,SBJ | SBJ-Z2-VS-IDF2-SPA | VILLAGE SQUARE | 1 | YORK |  | Working |  |  |  | 21/12/2024 | 21/6/2025 | 20/12/2025 | 20/6/2026 | 20/10/2026 | 19/2/2027 | 21/6/2027 | 21/10/2027 | 2026-06-20 | 2025-12-20 | PPM-HVAC | 294
PPM-01516 | In-house PPM | HVAC | HALF YEARLY |  |  | SPLIT AC | SPLIT AC,ELECTRICAL ROOM 2,VILLAGE SQUARE,ZONE-2,SBJ | SBJ-Z2-VS-ELR2-SPA | VILLAGE SQUARE | 1 | YORK |  | Working |  |  |  | 21/12/2024 | 21/6/2025 | 20/12/2025 | 20/6/2026 | 20/10/2026 | 19/2/2027 | 21/6/2027 | 21/10/2027 | 2026-06-20 | 2025-12-20 | PPM-HVAC | 295
PPM-01517 | In-house PPM | HVAC | HALF YEARLY |  |  | SPLIT AC | SPLIT AC,MALE TOILET,CENTRAL PARK,ZONE 3,SBJ | SBJ-Z3-CP-MTT-SPA1 | CENTRAL PARK | 1 |  |  | Working |  |  |  | 21/12/2024 | 21/6/2025 | 20/12/2025 | 20/6/2026 | 20/10/2026 | 19/2/2027 | 21/6/2027 | 21/10/2027 | 2026-06-20 | 2025-12-20 | PPM-HVAC | 296
PPM-01518 | In-house PPM | HVAC | HALF YEARLY |  |  | SPLIT AC | SPLIT AC,MALE TOILET CHANGING ROOM,CENTRAL PARK,ZONE 3,SBJ | SBJ-Z3-CP-MTT-SPA2 | CENTRAL PARK | 1 |  |  | Working |  |  |  | 22/12/2024 | 22/6/2025 | 21/12/2025 | 21/6/2026 | 21/10/2026 | 20/2/2027 | 22/6/2027 | 22/10/2027 | 2026-06-21 | 2025-12-21 | PPM-HVAC | 297
PPM-01519 | In-house PPM | HVAC | HALF YEARLY |  |  | SPLIT AC | SPLIT AC,FEMALE TOILET,CENTRAL PARK,ZONE 3,SBJ | SBJ-Z3-CP-FTT-SPA1 | CENTRAL PARK | 1 |  |  | Working |  |  |  | 22/12/2024 | 22/6/2025 | 21/12/2025 | 21/6/2026 | 21/10/2026 | 20/2/2027 | 22/6/2027 | 22/10/2027 | 2026-06-21 | 2025-12-21 | PPM-HVAC | 298
PPM-01520 | In-house PPM | HVAC | HALF YEARLY |  |  | SPLIT AC | SPLIT AC,FEMALE TOILET CHANGING ROOM,CENTRAL PARK,ZONE 3,SBJ | SBJ-Z3-CP-FTT-SPA2 | CENTRAL PARK | 1 |  |  | Working |  |  |  | 22/12/2024 | 22/6/2025 | 21/12/2025 | 21/6/2026 | 21/10/2026 | 20/2/2027 | 22/6/2027 | 22/10/2027 | 2026-06-21 | 2025-12-21 | PPM-HVAC | 299
PPM-01521 | In-house PPM | HVAC | HALF YEARLY |  |  | SPLIT AC | SPLIT AC(MB-3-CPKGL-HVSPU-2727),CONTROL ROOM,CENTRAL PARK,ZONE 3,SBJ | SBJ-Z3-CP-CNR-SPA | CENTRAL PARK | 1 |  |  | Working |  |  |  | 23/12/2024 | 23/6/2025 | 22/12/2025 | 22/6/2026 | 22/10/2026 | 21/2/2027 | 23/6/2027 | 23/10/2027 | 2026-06-22 | 2025-12-22 | PPM-HVAC | 300
PPM-01522 | In-house PPM | HVAC | HALF YEARLY |  |  | SPLIT AC | SPLIT AC,MB-Z3-D75TF-HVSPU-2402,THIRD FLOOR,BUILDING D-75,ZONE 3A(ZAHA),SBJ | SBJ-Z3A-B75-3F-HVSPU-2402 | BUILDING D75 | 1 | DAIKIN | FT520JEVIK | Working |  |  |  | 23/12/2024 | 23/6/2025 | 22/12/2025 | 22/6/2026 | 22/10/2026 | 21/2/2027 | 23/6/2027 | 23/10/2027 | 2026-06-22 | 2025-12-22 | PPM-HVAC | 301
PPM-01523 | In-house PPM | HVAC | HALF YEARLY |  |  | SPLIT AC | SPLIT AC,MB-Z3-D75GF-HVSPU-2400,ELECTRICAL ROOM,GROUND FLOOR,BUILDING D-75,ZONE 3A(ZAHA),SBJ | SBJ-Z3A-B75-GF-ELR-HVSPU-2400 | BUILDING D75 | 1 | DAIKIN | FDMRN25CXV1 | Working |  |  |  | 23/12/2024 | 23/6/2025 | 22/12/2025 | 22/6/2026 | 22/10/2026 | 21/2/2027 | 23/6/2027 | 23/10/2027 | 2026-06-22 | 2025-12-22 | PPM-HVAC | 302
PPM-01524 | In-house PPM | HVAC | HALF YEARLY |  |  | SPLIT AC | SPLIT AC,MB-Z3-D75GF-HVSPU-2401,LIFT LOBBY,GROUND FLOOR,BUILDING D-75,ZONE 3A(ZAHA),SBJ | SBJ-Z3A-B75-GF-LFL-HVSPU-2401 | BUILDING D75 | 1 | DAIKIN | FT520JEVIK | Working |  |  |  | 24/12/2024 | 24/6/2025 | 23/12/2025 | 23/6/2026 | 23/10/2026 | 22/2/2027 | 24/6/2027 | 24/10/2027 | 2026-06-23 | 2025-12-23 | PPM-HVAC | 303
PPM-01525 | In-house PPM | HVAC | HALF YEARLY |  |  | SPLIT AC | SPLIT AC,MB-Z3-D74TF-HVSPU-2405,THIRD FLOOR,BUILDING D-74,ZONE 3A(ZAHA),SBJ | SBJ-Z3A-B74-3F-HVSPU-2405 | BUILDING D74 | 1 | DAIKIN | FT520JEVIK | Working |  |  |  | 24/12/2024 | 24/6/2025 | 23/12/2025 | 23/6/2026 | 23/10/2026 | 22/2/2027 | 24/6/2027 | 24/10/2027 | 2026-06-23 | 2025-12-23 | PPM-HVAC | 304
PPM-01526 | In-house PPM | HVAC | HALF YEARLY |  |  | SPLIT AC | SPLIT AC,MB-Z3-D74GF-HVSPU-2403,ELECTRICAL ROOM,GROUND FLOOR,BUILDING D-74,ZONE 3A(ZAHA),SBJ | SBJ-Z3A-B74-GF-ELR-HVSPU-2403 | BUILDING D74 | 1 | DAIKIN | K000316 | Working |  |  |  | 24/12/2024 | 24/6/2025 | 23/12/2025 | 23/6/2026 | 23/10/2026 | 22/2/2027 | 24/6/2027 | 24/10/2027 | 2026-06-23 | 2025-12-23 | PPM-HVAC | 305
PPM-01527 | In-house PPM | HVAC | HALF YEARLY |  |  | SPLIT AC | SPLIT AC,MB-Z3-D74GF-HVSPU-2404,LIFT LOBBY,GROUND FLOOR,BUILDING D-74,ZONE 3A(ZAHA),SBJ | SBJ-Z3A-B74-GF-LFL-HVSPU-2404 | BUILDING D74 | 1 | DAIKIN | FT520JEVIK | Working |  |  |  | 25/12/2024 | 25/6/2025 | 24/12/2025 | 24/6/2026 | 24/10/2026 | 23/2/2027 | 25/6/2027 | 25/10/2027 | 2026-06-24 | 2025-12-24 | PPM-HVAC | 306
PPM-01528 | In-house PPM | HVAC | HALF YEARLY |  |  | SPLIT AC | SPLIT AC,MB-Z3-D44TF-HVSPU-2408,THIRD FLOOR,BUILDING D-44,ZONE 3A(ZAHA),SBJ | SBJ-Z3A-B44-3F-HVSPU-2408 | BUILDING D44 | 1 | DAIKIN | FT520JEVIK | Working |  |  |  | 25/12/2024 | 25/6/2025 | 24/12/2025 | 24/6/2026 | 24/10/2026 | 23/2/2027 | 25/6/2027 | 25/10/2027 | 2026-06-24 | 2025-12-24 | PPM-HVAC | 307
PPM-01529 | In-house PPM | HVAC | HALF YEARLY |  |  | SPLIT AC | SPLIT AC,MB-Z3-D44GF-HVSPU-2406,ELECTRICAL ROOM,GROUND FLOOR,BUILDING D-44,ZONE 3A(ZAHA),SBJ | SBJ-Z3A-B44-GF-ELR-HVSPU-2406 | BUILDING D44 | 1 | DAIKIN | FDMRN25CXVI | Working |  |  |  | 26/12/2024 | 26/6/2025 | 25/12/2025 | 25/6/2026 | 25/10/2026 | 24/2/2027 | 26/6/2027 | 26/10/2027 | 2026-06-25 | 2025-12-25 | PPM-HVAC | 308
PPM-01530 | In-house PPM | HVAC | HALF YEARLY |  |  | SPLIT AC | SPLIT AC,MB-Z3-D44GF-HVSPU-2407,LIFT LOBBY,GROUND FLOOR,BUILDING D-44,ZONE 3A(ZAHA),SBJ | SBJ-Z3A-B44-GF-LFL-HVSPU-2407 | BUILDING D44 | 1 | DAIKIN | FT520JEVIK | Working |  |  |  | 26/12/2024 | 26/6/2025 | 25/12/2025 | 25/6/2026 | 25/10/2026 | 24/2/2027 | 26/6/2027 | 26/10/2027 | 2026-06-25 | 2025-12-25 | PPM-HVAC | 309
PPM-01531 | In-house PPM | HVAC | HALF YEARLY |  |  | SPLIT AC | SPLIT AC,MB-Z3-D45TF-HVSPU-2411,THIRD FLOOR,BUILDING D-45,ZONE 3A(ZAHA),SBJ | SBJ-Z3A-B45-3F-HVSPU-2411 | BUILDING D45 | 1 | DAIKIN | FT520JEVIK | Working |  |  |  | 28/12/2024 | 28/6/2025 | 27/12/2025 | 27/6/2026 | 27/10/2026 | 26/2/2027 | 28/6/2027 | 28/10/2027 | 2026-06-27 | 2025-12-27 | PPM-HVAC | 310
PPM-01532 | In-house PPM | HVAC | HALF YEARLY |  |  | SPLIT AC | SPLIT AC,MB-Z3-D45GF-HVSPU-2409,ELECTRICAL ROOM,GROUND FLOOR,BUILDING D-45,ZONE 3A(ZAHA),SBJ | SBJ-Z3A-B45-GF-ELR-HVSPU-2409 | BUILDING D45 | 1 | DAIKIN | FDMRN25CXV17 | Working |  |  |  | 28/12/2024 | 28/6/2025 | 27/12/2025 | 27/6/2026 | 27/10/2026 | 26/2/2027 | 28/6/2027 | 28/10/2027 | 2026-06-27 | 2025-12-27 | PPM-HVAC | 311
PPM-01533 | In-house PPM | HVAC | HALF YEARLY |  |  | SPLIT AC | SPLIT AC,MB-Z3-D45GF-HVSPU-2410,LIFT LOBBY,GROUND FLOOR,BUILDING D-45,ZONE 3A(ZAHA),SBJ | SBJ-Z3A-B45-GF-LFL-HVSPU-2410 | BUILDING D45 | 1 | DAIKIN | FT520JEVIK | Working |  |  |  | 29/12/2024 | 29/6/2025 | 28/12/2025 | 28/6/2026 | 28/10/2026 | 27/2/2027 | 29/6/2027 | 29/10/2027 | 2026-06-28 | 2025-12-28 | PPM-HVAC | 312
PPM-01534 | In-house PPM | HVAC | HALF YEARLY |  |  | SPLIT AC | SPLIT AC,MB-Z3-D46TF-HVSPU-2414,THIRD FLOOR,BUILDING D-46,ZONE 3A(ZAHA),SBJ | SBJ-Z3A-B46-3F-HVSPU-2414 | BUILDING D46 | 1 | DAIKIN | FT520JEVIK | Working |  |  |  | 29/12/2024 | 29/6/2025 | 28/12/2025 | 28/6/2026 | 28/10/2026 | 27/2/2027 | 29/6/2027 | 29/10/2027 | 2026-06-28 | 2025-12-28 | PPM-HVAC | 313
PPM-01535 | In-house PPM | HVAC | HALF YEARLY |  |  | SPLIT AC | SPLIT AC,MB-Z3-D46GF-HVSPU-2412,ELECTRICAL ROOM,GROUND FLOOR,BUILDING D-45,ZONE 3A(ZAHA),SBJ | SBJ-Z3A-B46-GF-ELR-HVSPU-2409 | BUILDING D46 | 1 | DAIKIN | FDMRN25CXV17 | Working |  |  |  | 29/12/2024 | 29/6/2025 | 28/12/2025 | 28/6/2026 | 28/10/2026 | 27/2/2027 | 29/6/2027 | 29/10/2027 | 2026-06-28 | 2025-12-28 | PPM-HVAC | 314
PPM-01536 | In-house PPM | HVAC | HALF YEARLY |  |  | SPLIT AC | SPLIT AC,MB-Z3-D46GF-HVSPU-2413,LIFT LOBBY,GROUND FLOOR,BUILDING D-45,ZONE 3A(ZAHA),SBJ | SBJ-Z3A-B46-GF-LFL-HVSPU-2413 | BUILDING D46 | 1 | DAIKIN | FT520JEVIK | Working |  |  |  | 30/12/2024 | 30/6/2025 | 29/12/2025 | 29/6/2026 | 29/10/2026 | 28/2/2027 | 30/6/2027 | 30/10/2027 | 2025-12-29 | 2025-06-30 | PPM-HVAC | 315
PPM-01537 | In-house PPM | HVAC | HALF YEARLY |  |  | SPLIT AC | SPLIT AC,MB-Z3-D47TF-HVSPU-2417,THIRD FLOOR,BUILDING D-47,ZONE 3A(ZAHA),SBJ | SBJ-Z3A-B47-3F-HVSPU-2417 | BUILDING D47 | 1 | DAIKIN | FT520JEVIK | Working |  |  |  | 30/12/2024 | 30/6/2025 | 29/12/2025 | 29/6/2026 | 29/10/2026 | 28/2/2027 | 30/6/2027 | 30/10/2027 | 2025-12-29 | 2025-06-30 | PPM-HVAC | 316
PPM-01538 | In-house PPM | HVAC | HALF YEARLY |  |  | SPLIT AC | SPLIT AC,MB-Z3-D47GF-HVSPU-2415,ELECTRICAL ROOM,GROUND FLOOR,BUILDING D-47,ZONE 3A(ZAHA),SBJ | SBJ-Z3A-B47-GF-ELR-HVSPU-2415 | BUILDING D47 | 1 | DAIKIN | FDMRN25CXV17 | Working |  |  |  | 31/12/2024 | 1/7/2025 | 30/12/2025 | 30/6/2026 | 30/10/2026 | 1/3/2027 | 1/7/2027 | 31/10/2027 | 2025-12-30 | 2025-07-01 | PPM-HVAC | 317
PPM-01539 | In-house PPM | HVAC | HALF YEARLY |  |  | SPLIT AC | SPLIT AC,MB-Z3-D47GF-HVSPU-2416,LIFT LOBBY,GROUND FLOOR,BUILDING D-47,ZONE 3A(ZAHA),SBJ | SBJ-Z3A-B47-GF-LFL-HVSPU-2416 | BUILDING D47 | 1 | DAIKIN | FT520JEVIK | Working |  |  |  | 31/12/2024 | 1/7/2025 | 30/12/2025 | 30/6/2026 | 30/10/2026 | 1/3/2027 | 1/7/2027 | 31/10/2027 | 2025-12-30 | 2025-07-01 | PPM-HVAC | 318
PPM-01540 | In-house PPM | HVAC | HALF YEARLY |  |  | SPLIT AC | SPLIT AC,MB-Z3-D48TF-HVSPU-2420,THIRD FLOOR,BUILDING D-48,ZONE 3A(ZAHA),SBJ | SBJ-Z3A-B48-3F-HVSPU-2420 | BUILDING D48 | 1 | DAIKIN | FT520JEVIK | Working |  |  |  | 1/1/2025 | 2/7/2025 | 31/12/2025 | 1/7/2026 | 31/10/2026 | 2/3/2027 | 2/7/2027 | 1/11/2027 | 2025-12-31 | 2025-07-02 | PPM-HVAC | 319
PPM-01541 | In-house PPM | HVAC | HALF YEARLY |  |  | SPLIT AC | SPLIT AC,MB-Z3-D48GF-HVSPU-2418,ELECTRICAL ROOM,GROUND FLOOR,BUILDING D-48,ZONE 3A(ZAHA),SBJ | SBJ-Z3A-B48-GF-ELR-HVSPU-2418 | BUILDING D48 | 1 | DAIKIN | FDMRN25CXV17 | Working |  |  |  | 1/1/2025 | 2/7/2025 | 31/12/2025 | 1/7/2026 | 31/10/2026 | 2/3/2027 | 2/7/2027 | 1/11/2027 | 2025-12-31 | 2025-07-02 | PPM-HVAC | 320
PPM-01542 | In-house PPM | HVAC | HALF YEARLY |  |  | SPLIT AC | SPLIT AC,MB-Z3-D48GF-HVSPU-2419,LIFT LOBBY,GROUND FLOOR,BUILDING D-48,ZONE 3A(ZAHA),SBJ | SBJ-Z3A-B48-GF-LFL-HVSPU-2419 | BUILDING D48 | 1 | DAIKIN | FT520JEVIK | Working |  |  |  | 2/1/2025 | 3/7/2025 | 1/1/2026 | 2/7/2026 | 1/11/2026 | 3/3/2027 | 3/7/2027 | 2/11/2027 | 2026-01-01 | 2025-07-03 | PPM-HVAC | 321
PPM-01543 | In-house PPM | HVAC | HALF YEARLY |  |  | SPLIT AC | SPLIT AC,MB-Z3-D49TF-HVSPU-2423,THIRD FLOOR,BUILDING D-49,ZONE 3A(ZAHA),SBJ | SBJ-Z3A-B49-3F-HVSPU-2423 | BUILDING D49 | 1 | DAIKIN | FT520JEVIK | Working |  |  |  | 2/1/2025 | 3/7/2025 | 1/1/2026 | 2/7/2026 | 1/11/2026 | 3/3/2027 | 3/7/2027 | 2/11/2027 | 2026-01-01 | 2025-07-03 | PPM-HVAC | 322
PPM-01544 | In-house PPM | HVAC | HALF YEARLY |  |  | SPLIT AC | SPLIT AC,MB-Z3-D49GF-HVSPU-2421,ELECTRICAL ROOM,GROUND FLOOR,BUILDING D-49,ZONE 3A(ZAHA),SBJ | SBJ-Z3A-B49-GF-ELR-HVSPU-2421 | BUILDING D49 | 1 | DAIKIN | FDMRN25CXV17 | Working |  |  |  | 4/1/2025 | 5/7/2025 | 3/1/2026 | 4/7/2026 | 3/11/2026 | 5/3/2027 | 5/7/2027 | 4/11/2027 | 2026-01-03 | 2025-07-05 | PPM-HVAC | 323
PPM-01545 | In-house PPM | HVAC | HALF YEARLY |  |  | SPLIT AC | SPLIT AC,MB-Z3-D49GF-HVSPU-2422,LIFT LOBBY,GROUND FLOOR,BUILDING D-49,ZONE 3A(ZAHA),SBJ | SBJ-Z3A-B49-GF-LFL-HVSPU-2419 | BUILDING D49 | 1 | DAIKIN | FT520JEVIK | Working |  |  |  | 4/1/2025 | 5/7/2025 | 3/1/2026 | 4/7/2026 | 3/11/2026 | 5/3/2027 | 5/7/2027 | 4/11/2027 | 2026-01-03 | 2025-07-05 | PPM-HVAC | 324
PPM-01546 | In-house PPM | HVAC | HALF YEARLY |  |  | SPLIT AC | SPLIT AC,MB-Z3-D50TF-HVSPU-2426,THIRD FLOOR,BUILDING D-50,ZONE 3A(ZAHA),SBJ | SBJ-Z3A-B50-3F-HVSPU-2426 | BUILDING D50 | 1 | DAIKIN | FT520JEVIK | Working |  |  |  | 5/1/2025 | 6/7/2025 | 4/1/2026 | 5/7/2026 | 4/11/2026 | 6/3/2027 | 6/7/2027 | 5/11/2027 | 2026-01-04 | 2025-07-06 | PPM-HVAC | 325
PPM-01547 | In-house PPM | HVAC | HALF YEARLY |  |  | SPLIT AC | SPLIT AC,MB-Z3-D50GF-HVSPU-2424,ELECTRICAL ROOM,GROUND FLOOR,BUILDING D-50,ZONE 3A(ZAHA),SBJ | SBJ-Z3A-B50-GF-ELR-HVSPU-2424 | BUILDING D50 | 1 | DAIKIN | EDMR25CXV17 | Working |  |  |  | 5/1/2025 | 6/7/2025 | 4/1/2026 | 5/7/2026 | 4/11/2026 | 6/3/2027 | 6/7/2027 | 5/11/2027 | 2026-01-04 | 2025-07-06 | PPM-HVAC | 326
PPM-01548 | In-house PPM | HVAC | HALF YEARLY |  |  | SPLIT AC | SPLIT AC,MB-Z3-D50GF-HVSPU-2425,LIFT LOBBY,GROUND FLOOR,BUILDING D-50,ZONE 3A(ZAHA),SBJ | SBJ-Z3A-B50-GF-LFL-HVSPU-2425 | BUILDING D50 | 1 | DAIKIN | FT520JEVIK | Working |  |  |  | 6/1/2025 | 7/7/2025 | 5/1/2026 | 6/7/2026 | 5/11/2026 | 7/3/2027 | 7/7/2027 | 6/11/2027 | 2026-01-05 | 2025-07-07 | PPM-HVAC | 327
PPM-01549 | In-house PPM | HVAC | HALF YEARLY |  |  | SPLIT AC | SPLIT AC,MB-Z3-D51TF-HVSPU-2429,THIRD FLOOR,BUILDING D-51,ZONE 3A(ZAHA),SBJ | SBJ-Z3A-B51-3F-HVSPU-2429 | BUILDING D51 | 1 | DAIKIN | FT520JEVIK | Working |  |  |  | 6/1/2025 | 7/7/2025 | 5/1/2026 | 6/7/2026 | 5/11/2026 | 7/3/2027 | 7/7/2027 | 6/11/2027 | 2026-01-05 | 2025-07-07 | PPM-HVAC | 328
PPM-01550 | In-house PPM | HVAC | HALF YEARLY |  |  | SPLIT AC | SPLIT AC,MB-Z3-D51GF-HVSPU-2427,ELECTRICAL ROOM,GROUND FLOOR,BUILDING D-51,ZONE 3A(ZAHA),SBJ | SBJ-Z3A-B51-GF-ELR-HVSPU-2427 | BUILDING D51 | 1 | DAIKIN | FDMRN25CXV17 | Working |  |  |  | 7/1/2025 | 8/7/2025 | 6/1/2026 | 7/7/2026 | 6/11/2026 | 8/3/2027 | 8/7/2027 | 7/11/2027 | 2026-01-06 | 2025-07-08 | PPM-HVAC | 329
PPM-01551 | In-house PPM | HVAC | HALF YEARLY |  |  | SPLIT AC | SPLIT AC,MB-Z3-D51GF-HVSPU-2428,LIFT LOBBY,GROUND FLOOR,BUILDING D-51,ZONE 3A(ZAHA),SBJ | SBJ-Z3A-B51-GF-SPA | BUILDING D51 | 1 | DAIKIN | FT520JEVIK | Working |  |  |  | 7/1/2025 | 8/7/2025 | 6/1/2026 | 7/7/2026 | 6/11/2026 | 8/3/2027 | 8/7/2027 | 7/11/2027 | 2026-01-06 | 2025-07-08 | PPM-HVAC | 330
PPM-01552 | In-house PPM | HVAC | HALF YEARLY |  |  | SPLIT AC | SPLIT AC,MB-Z3-D52TF-HVSPU-2431,THIRD FLOOR,BUILDING D-52,ZONE 3B(ZAHA),SBJ | SBJ-Z3B-B52-3F-HVSPU-2431 | BUILDING D52 | 1 | DAIKIN | FTS20JEVIK | Working |  |  |  | 8/1/2025 | 9/7/2025 | 7/1/2026 | 8/7/2026 | 7/11/2026 | 9/3/2027 | 9/7/2027 | 8/11/2027 | 2026-01-07 | 2025-07-09 | PPM-HVAC | 331
PPM-01553 | In-house PPM | HVAC | HALF YEARLY |  |  | SPLIT AC | ACCU-D52-LG-COM-ELEC-02ELECTRICAL ROOM,GROUND FLOOR,BUILDING D-52,ZONE 3B(ZAHA),SBJ | SBJ-Z3B-B52-GF-ELR-HVSPU-2716 | BUILDING D52 | 1 | DAIKIN | FDMRN25CXVI | Working |  |  |  | 8/1/2025 | 9/7/2025 | 7/1/2026 | 8/7/2026 | 7/11/2026 | 9/3/2027 | 9/7/2027 | 8/11/2027 | 2026-01-07 | 2025-07-09 | PPM-HVAC | 332
PPM-01554 | In-house PPM | HVAC | HALF YEARLY |  |  | SPLIT AC | SPLIT AC,MB-Z3-D52GF-HVSPU-2430,LIFT LOBBY,GROUND FLOOR,BUILDING D-52,ZONE 3B(ZAHA),SBJ | SBJ-Z3B-B52-GF-LFL-HVSPU-2430 | BUILDING D52 | 1 | DAIKIN | FTS20JEVIK | Working |  |  |  | 9/1/2025 | 10/7/2025 | 8/1/2026 | 9/7/2026 | 8/11/2026 | 10/3/2027 | 10/7/2027 | 9/11/2027 | 2026-01-08 | 2025-07-10 | PPM-HVAC | 333
PPM-01555 | In-house PPM | HVAC | HALF YEARLY |  |  | SPLIT AC | SPLIT AC,MB-Z3-D53TF-HVSPU-2433,THIRD FLOOR,BUILDING D-53,ZONE 3B(ZAHA),SBJ | SBJ-Z3B-B53-3F-HVSPU-2433 | BUILDING D53 | 1 | DAIKIN | FTS20JEVIK | Working |  |  |  | 9/1/2025 | 10/7/2025 | 8/1/2026 | 9/7/2026 | 8/11/2026 | 10/3/2027 | 10/7/2027 | 9/11/2027 | 2026-01-08 | 2025-07-10 | PPM-HVAC | 334
PPM-01556 | In-house PPM | HVAC | HALF YEARLY |  |  | SPLIT AC | SPLIT AC,MB-Z3-D53GF-HVSPU-2717,ELECTRICAL ROOM,GROUND FLOOR,BUILDING D-53,ZONE 3B(ZAHA),SBJ | SBJ-Z3B-B53-GF-ELR-HVSPU-2717 | BUILDING D53 | 1 | DAIKIN | FDMRN25CXVI7 | Working |  |  |  | 11/1/2025 | 12/7/2025 | 10/1/2026 | 11/7/2026 | 10/11/2026 | 12/3/2027 | 12/7/2027 | 11/11/2027 | 2026-01-10 | 2025-07-12 | PPM-HVAC | 335
PPM-01557 | In-house PPM | HVAC | HALF YEARLY |  |  | SPLIT AC | SPLIT AC,MB-Z3-D53GF-HVSPU-2432,LIFT LOBBY,GROUND FLOOR,BUILDING D-53,ZONE 3B(ZAHA),SBJ | SBJ-Z3B-B53-GF-LFL-HVSPU-2432 | BUILDING D53 | 1 | DAIKIN | FTS20JEVIKR | Working |  |  |  | 11/1/2025 | 12/7/2025 | 10/1/2026 | 11/7/2026 | 10/11/2026 | 12/3/2027 | 12/7/2027 | 11/11/2027 | 2026-01-10 | 2025-07-12 | PPM-HVAC | 336
PPM-01558 | In-house PPM | HVAC | HALF YEARLY |  |  | SPLIT AC | SPLIT AC,MB-Z3-D54TF-HVSPU-2441,THIRD FLOOR,BUILDING D-54,ZONE 3B(ZAHA),SBJ | SBJ-Z3B-B54-3F-HVSPU-2435 | BUILDING D54 | 1 | DAIKIN | FTS20JEVIK | Working |  |  |  | 12/1/2025 | 13/7/2025 | 11/1/2026 | 12/7/2026 | 11/11/2026 | 13/3/2027 | 13/7/2027 | 12/11/2027 | 2026-01-11 | 2025-07-13 | PPM-HVAC | 337
PPM-01559 | In-house PPM | HVAC | HALF YEARLY |  |  | SPLIT AC | SPLIT AC,MB-Z3-D54GF-HVSPU-2718,ELECTRICAL ROOM,GROUND FLOOR,BUILDING D-54,ZONE 3B(ZAHA),SBJ | SBJ-Z3B-B54-GF-ELR-HVSPU-2718 | BUILDING D54 | 1 | DAIKIN | FDMRN25CXVI7 | Working |  |  |  | 12/1/2025 | 13/7/2025 | 11/1/2026 | 12/7/2026 | 11/11/2026 | 13/3/2027 | 13/7/2027 | 12/11/2027 | 2026-01-11 | 2025-07-13 | PPM-HVAC | 338
PPM-01560 | In-house PPM | HVAC | HALF YEARLY |  |  | SPLIT AC | SPLIT AC,MB-Z3-D54GF-HVSPU-2434,LIFT LOBBY,GROUND FLOOR,BUILDING D-54,ZONE 3B(ZAHA),SBJ | SBJ-Z3B-B54-GF-LFL-HVSPU-2434 | BUILDING D54 | 1 | DAIKIN | FTS20JEVIKR | Working |  |  |  | 13/1/2025 | 14/7/2025 | 12/1/2026 | 13/7/2026 | 12/11/2026 | 14/3/2027 | 14/7/2027 | 13/11/2027 | 2026-01-12 | 2025-07-14 | PPM-HVAC | 339
PPM-01561 | In-house PPM | HVAC | HALF YEARLY |  |  | SPLIT AC | SPLIT AC,MB-Z3-D54TF-HVSPU-2437,THIRD FLOOR,BUILDING D-55,ZONE 3B(ZAHA),SBJ | SBJ-Z3B-B55-3F-HVSPU-2437 | BUILDING D55 | 1 | DAIKIN | FTS20JEVIK | Working |  |  |  | 13/1/2025 | 14/7/2025 | 12/1/2026 | 13/7/2026 | 12/11/2026 | 14/3/2027 | 14/7/2027 | 13/11/2027 | 2026-01-12 | 2025-07-14 | PPM-HVAC | 340
PPM-01562 | In-house PPM | HVAC | HALF YEARLY |  |  | SPLIT AC | SPLIT AC,MB-Z3-D55GF-HVSPU-2719,ELECTRICAL ROOM,GROUND FLOOR,BUILDING D-55,ZONE 3B(ZAHA),SBJ | SBJ-Z3B-B55-GF-ELR-HVSPU-2719 | BUILDING D55 | 1 | DAIKIN | FDMRN25CXVI7 | Working |  |  |  | 14/1/2025 | 15/7/2025 | 13/1/2026 | 14/7/2026 | 13/11/2026 | 15/3/2027 | 15/7/2027 | 14/11/2027 | 2026-01-13 | 2025-07-15 | PPM-HVAC | 341
PPM-01563 | In-house PPM | HVAC | HALF YEARLY |  |  | SPLIT AC | SPLIT AC,MB-Z3-D55GF-HVSPU-2436,LIFT LOBBY,GROUND FLOOR,BUILDING D-55,ZONE 3B(ZAHA),SBJ | SBJ-Z3B-B55-GF-LFL-HVSPU-2436 | BUILDING D55 | 1 | DAIKIN | FTS20JEVIKR | Working |  |  |  | 14/1/2025 | 15/7/2025 | 13/1/2026 | 14/7/2026 | 13/11/2026 | 15/3/2027 | 15/7/2027 | 14/11/2027 | 2026-01-13 | 2025-07-15 | PPM-HVAC | 342
PPM-01564 | In-house PPM | HVAC | HALF YEARLY |  |  | SPLIT AC | SPLIT AC,MB-Z3-D56TF-HVSPU-2439,THIRD FLOOR,BUILDING D-56,ZONE 3B(ZAHA),SBJ | SBJ-Z3B-B56-3F-HVSPU-2439 | BUILDING D56 | 1 | DAIKIN | FTS20JEVIK | Working |  |  |  | 15/1/2025 | 16/7/2025 | 14/1/2026 | 15/7/2026 | 14/11/2026 | 16/3/2027 | 16/7/2027 | 15/11/2027 | 2026-01-14 | 2025-07-16 | PPM-HVAC | 343
PPM-01565 | In-house PPM | HVAC | HALF YEARLY |  |  | SPLIT AC | SPLIT AC,MB-Z3-D56GF-HVSPU-2720,ELECTRICAL ROOM,GROUND FLOOR,BUILDING D-56,ZONE 3B(ZAHA),SBJ | SBJ-Z3B-B56-GF-ELR-HVSPU-2720 | BUILDING D56 | 1 | DAIKIN | FDMRN25CXVI7 | Working |  |  |  | 15/1/2025 | 16/7/2025 | 14/1/2026 | 15/7/2026 | 14/11/2026 | 16/3/2027 | 16/7/2027 | 15/11/2027 | 2026-01-14 | 2025-07-16 | PPM-HVAC | 344
PPM-01566 | In-house PPM | HVAC | HALF YEARLY |  |  | SPLIT AC | SPLIT AC,MB-Z3-D56GF-HVSPU-2438,LIFT LOBBY,GROUND FLOOR,BUILDING D-56,ZONE 3B(ZAHA),SBJ | SBJ-Z3B-B56-GF-LFL-HVSPU-2438 | BUILDING D56 | 1 | DAIKIN | FTS20JEVIKR | Working |  |  |  | 16/1/2025 | 17/7/2025 | 15/1/2026 | 16/7/2026 | 15/11/2026 | 17/3/2027 | 17/7/2027 | 16/11/2027 | 2026-01-15 | 2025-07-17 | PPM-HVAC | 345
PPM-01567 | In-house PPM | HVAC | HALF YEARLY |  |  | SPLIT AC | SPLIT AC,MB-Z3-D57TF-HVSPU-2435,THIRD FLOOR,BUILDING D-57,ZONE 3B(ZAHA),SBJ | SBJ-Z3B-B57-3F-HVSPU-2435 | BUILDING D57 | 1 | DAIKIN | FTS20JEVIK | Working |  |  |  | 16/1/2025 | 17/7/2025 | 15/1/2026 | 16/7/2026 | 15/11/2026 | 17/3/2027 | 17/7/2027 | 16/11/2027 | 2026-01-15 | 2025-07-17 | PPM-HVAC | 346
PPM-01568 | In-house PPM | HVAC | HALF YEARLY |  |  | SPLIT AC | SPLIT AC,MB-Z3-D57GF-HVSPU-2721,ELECTRICAL ROOM,GROUND FLOOR,BUILDING D-57,ZONE 3B(ZAHA),SBJ | SBJ-Z3B-B57-GF-ELR-HVSPU-2721 | BUILDING D57 | 1 | DAIKIN | FDMRN25CXVI7 | Working |  |  |  | 18/1/2025 | 19/7/2025 | 17/1/2026 | 18/7/2026 | 17/11/2026 | 19/3/2027 | 19/7/2027 | 18/11/2027 | 2026-01-17 | 2025-07-19 | PPM-HVAC | 347
PPM-01569 | In-house PPM | HVAC | HALF YEARLY |  |  | SPLIT AC | SPLIT AC,MB-Z3-D57GF-HVSPU-2440,LIFT LOBBY,GROUND FLOOR,BUILDING D-57,ZONE 3B(ZAHA),SBJ | SBJ-Z3B-B57-GF-LFL-HVSPU-2440 | BUILDING D57 | 1 | DAIKIN | FTS20JEVIK | Working |  |  |  | 18/1/2025 | 19/7/2025 | 17/1/2026 | 18/7/2026 | 17/11/2026 | 19/3/2027 | 19/7/2027 | 18/11/2027 | 2026-01-17 | 2025-07-19 | PPM-HVAC | 348
PPM-01570 | In-house PPM | HVAC | HALF YEARLY |  |  | SPLIT AC | SPLIT AC,MB-Z3-D58TF-HVSPU-2443,THIRD FLOOR,BUILDING D-58,ZONE 3B(ZAHA),SBJ | SBJ-Z3B-B58-3F-HVSPU-2443 | BUILDING D58 | 1 | DAIKIN | FTS20JEVIK | Working |  |  |  | 19/1/2025 | 20/7/2025 | 18/1/2026 | 19/7/2026 | 18/11/2026 | 20/3/2027 | 20/7/2027 | 19/11/2027 | 2026-01-18 | 2025-07-20 | PPM-HVAC | 349
PPM-01571 | In-house PPM | HVAC | HALF YEARLY |  |  | SPLIT AC | SPLIT AC,MB-Z3-D58GF-HVSPU-2722,ELECTRICAL ROOM,GROUND FLOOR,BUILDING D-58,ZONE 3B(ZAHA),SBJ | SBJ-Z3B-B58-GF-ELR-HVSPU-2722 | BUILDING D58 | 1 | DAIKIN | FDMRN25CXVI7 | Working |  |  |  | 19/1/2025 | 20/7/2025 | 18/1/2026 | 19/7/2026 | 18/11/2026 | 20/3/2027 | 20/7/2027 | 19/11/2027 | 2026-01-18 | 2025-07-20 | PPM-HVAC | 350
PPM-01572 | In-house PPM | HVAC | HALF YEARLY |  |  | SPLIT AC | SPLIT AC,MB-Z3-D58GF-HVSPU-2442,LIFT LOBBY,GROUND FLOOR,BUILDING D-58,ZONE 3B(ZAHA),SBJ | SBJ-Z3B-B58-GF-LFL-HVSPU-2442 | BUILDING D58 | 1 | DAIKIN | FTS20JEVIK | Working |  |  |  | 20/1/2025 | 21/7/2025 | 19/1/2026 | 20/7/2026 | 19/11/2026 | 21/3/2027 | 21/7/2027 | 20/11/2027 | 2026-01-19 | 2025-07-21 | PPM-HVAC | 351
PPM-01573 | In-house PPM | HVAC | HALF YEARLY |  |  | SPLIT AC | SPLIT AC,MB-Z3-D59TF-HVSPU-2445,THIRD FLOOR,BUILDING D-59,ZONE 3B(ZAHA),SBJ | SBJ-Z3B-B59-3F-HVSPU-2445 | BUILDING D59 | 1 | DAIKIN | FTS20JEVIK | Working |  |  |  | 20/1/2025 | 21/7/2025 | 19/1/2026 | 20/7/2026 | 19/11/2026 | 21/3/2027 | 21/7/2027 | 20/11/2027 | 2026-01-19 | 2025-07-21 | PPM-HVAC | 352
PPM-01574 | In-house PPM | HVAC | HALF YEARLY |  |  | SPLIT AC | SPLIT AC,MB-Z3-D59GF-HVSPU-2723,ELECTRICAL ROOM,GROUND FLOOR,BUILDING D-59,ZONE 3B(ZAHA),SBJ | SBJ-Z3B-B59-GF-ELR-HVSPU-2723 | BUILDING D59 | 1 | DAIKIN | FDMRN25CXVI7 | Working |  |  |  | 20/1/2025 | 21/7/2025 | 19/1/2026 | 20/7/2026 | 19/11/2026 | 21/3/2027 | 21/7/2027 | 20/11/2027 | 2026-01-19 | 2025-07-21 | PPM-HVAC | 353
PPM-01575 | In-house PPM | HVAC | HALF YEARLY |  |  | SPLIT AC | SPLIT AC,MB-Z3-D59GF-HVSPU-2444,LIFT LOBBY,GROUND FLOOR,BUILDING D-59,ZONE 3B(ZAHA),SBJ | SBJ-Z3B-B59-GF-LFL-HVSPU-2444 | BUILDING D59 | 1 | DAIKIN | FTS20JEVIK | Working |  |  |  | 21/1/2025 | 22/7/2025 | 20/1/2026 | 21/7/2026 | 20/11/2026 | 22/3/2027 | 22/7/2027 | 21/11/2027 | 2026-01-20 | 2025-07-22 | PPM-HVAC | 354
PPM-01576 | In-house PPM | HVAC | HALF YEARLY |  |  | SPLIT AC | SPLIT AC,MB-Z3-D60TF-HVSPU-2447,THIRD FLOOR,BUILDING D-60,ZONE 3B(ZAHA),SBJ | SBJ-Z3B-B60-3F-HVSPU-2447 | BUILDING D60 | 1 | DAIKIN | FTS20JEVIK | Working |  |  |  | 21/1/2025 | 22/7/2025 | 20/1/2026 | 21/7/2026 | 20/11/2026 | 22/3/2027 | 22/7/2027 | 21/11/2027 | 2026-01-20 | 2025-07-22 | PPM-HVAC | 355
PPM-01577 | In-house PPM | HVAC | HALF YEARLY |  |  | SPLIT AC | SPLIT AC,MB-Z3-D60GF-HVSPU-2724,ELECTRICAL ROOM,GROUND FLOOR,BUILDING D-60,ZONE 3B(ZAHA),SBJ | SBJ-Z3B-B60-GF-ELR-HVSPU-2724 | BUILDING D60 | 1 | DAIKIN | FDMRN25CXVI7 | Working |  |  |  | 21/1/2025 | 22/7/2025 | 20/1/2026 | 21/7/2026 | 20/11/2026 | 22/3/2027 | 22/7/2027 | 21/11/2027 | 2026-01-20 | 2025-07-22 | PPM-HVAC | 356
PPM-01578 | In-house PPM | HVAC | HALF YEARLY |  |  | SPLIT AC | SPLIT AC,MB-Z3-D60GF-HVSPU-2446,LIFT LOBBY,GROUND FLOOR,BUILDING D-60,ZONE 3B(ZAHA),SBJ | SBJ-Z3B-B60-GF-LFL-HVSPU-2446 | BUILDING D60 | 1 | DAIKIN | FTS20JEVIK | Working |  |  |  | 22/1/2025 | 23/7/2025 | 21/1/2026 | 22/7/2026 | 21/11/2026 | 23/3/2027 | 23/7/2027 | 22/11/2027 | 2026-01-21 | 2025-07-23 | PPM-HVAC | 357
PPM-01579 | In-house PPM | HVAC | HALF YEARLY |  |  | SPLIT AC | SPLIT AC,MB-Z3-D61TF-HVSPU-2449,THIRD FLOOR,BUILDING D-61,ZONE 3B(ZAHA),SBJ | SBJ-Z3B-B61-3F-HVSPU-2449 | BUILDING D61 | 1 | DAIKIN | FTS20JEVIK | Working |  |  |  | 22/1/2025 | 23/7/2025 | 21/1/2026 | 22/7/2026 | 21/11/2026 | 23/3/2027 | 23/7/2027 | 22/11/2027 | 2026-01-21 | 2025-07-23 | PPM-HVAC | 358
PPM-01580 | In-house PPM | HVAC | HALF YEARLY |  |  | SPLIT AC | SPLIT AC,MB-Z3-D61GF-HVSPU-2725,ELECTRICAL ROOM,GROUND FLOOR,BUILDING D-61,ZONE 3B(ZAHA),SBJ | SBJ-Z3B-B61-GF-ELR-HVSPU-2725 | BUILDING D61 | 1 | DAIKIN | FDMRN25CXVI7 | Working |  |  |  | 22/1/2025 | 23/7/2025 | 21/1/2026 | 22/7/2026 | 21/11/2026 | 23/3/2027 | 23/7/2027 | 22/11/2027 | 2026-01-21 | 2025-07-23 | PPM-HVAC | 359
PPM-01581 | In-house PPM | HVAC | HALF YEARLY |  |  | SPLIT AC | SPLIT AC,MB-Z3-D61GF-HVSPU-2448,LIFT LOBBY,GROUND FLOOR,BUILDING D-61,ZONE 3B(ZAHA),SBJ | SBJ-Z3B-B61-GF-LFL-HVSPU-2448 | BUILDING D61 | 1 | DAIKIN | FTS20JEVIK | Working |  |  |  | 23/1/2025 | 24/7/2025 | 22/1/2026 | 23/7/2026 | 22/11/2026 | 24/3/2027 | 24/7/2027 | 23/11/2027 | 2026-01-22 | 2025-07-24 | PPM-HVAC | 360
PPM-01582 | In-house PPM | HVAC | HALF YEARLY |  |  | SPLIT AC | SPLIT AC,MB-Z3-D62TF-HVSPU-2451,THIRD FLOOR,BUILDING D-62,ZONE 3B(ZAHA),SBJ | SBJ-Z3B-B62-3F-HVSPU-2451 | BUILDING D62 | 1 | DAIKIN | FTS20JEVIK | Working |  |  |  | 23/1/2025 | 24/7/2025 | 22/1/2026 | 23/7/2026 | 22/11/2026 | 24/3/2027 | 24/7/2027 | 23/11/2027 | 2026-01-22 | 2025-07-24 | PPM-HVAC | 361
PPM-01583 | In-house PPM | HVAC | HALF YEARLY |  |  | SPLIT AC | SPLIT AC,MB-Z3-D62GF-HVSPU-2726,ELECTRICAL ROOM,GROUND FLOOR,BUILDING D-62,ZONE 3B(ZAHA),SBJ | SBJ-Z3B-B62-GF-ELR-HVSPU-2726 | BUILDING D62 | 1 | DAIKIN | FDMRN25CXVI7 | Working |  |  |  | 23/1/2025 | 24/7/2025 | 22/1/2026 | 23/7/2026 | 22/11/2026 | 24/3/2027 | 24/7/2027 | 23/11/2027 | 2026-01-22 | 2025-07-24 | PPM-HVAC | 362
PPM-01584 | In-house PPM | HVAC | HALF YEARLY |  |  | SPLIT AC | SPLIT AC,MB-Z3-D62GF-HVSPU-2450,LIFT LOBBY,GROUND FLOOR,BUILDING D-62,ZONE 3B(ZAHA),SBJ | SBJ-Z3B-B62-GF-LFL-HVSPU-2450 | BUILDING D62 | 1 | DAIKIN | FTS20JEVIK | Working |  |  |  | 25/1/2025 | 26/7/2025 | 24/1/2026 | 25/7/2026 | 24/11/2026 | 26/3/2027 | 26/7/2027 | 25/11/2027 | 2026-01-24 | 2025-07-26 | PPM-HVAC | 363
PPM-01585 | In-house PPM | HVAC | HALF YEARLY |  |  | CABINET AC | CABINET AC(MB-Z2-Z02GL-HVCAB-10130),LIFTING STATION-2, ROAD 3,ZONE1,SBJ | SBJ-Z1-R03-LS2-HVCAB-0130 | LIFTING STATION 2 - ROAD 3 - ZONE 1 | 1 | PENTAIR | T150126G100 | Working |  |  |  | 25/1/2025 | 26/7/2025 | 24/1/2026 | 25/7/2026 | 24/11/2026 | 26/3/2027 | 26/7/2027 | 25/11/2027 | 2026-01-24 | 2025-07-26 | PPM-HVAC | 364
PPM-01586 | In-house PPM | HVAC | HALF YEARLY |  |  | CABINET AC | CABINET AC(MB-8-45GL-0131),LIFTING STATION LS-03,ZONE-8,SBJ | SBJ-Z8-LS3-HVCAB-0131 | LIFTING STATION 3 - ROAD 8 - ZONE 2 | 1 | PENTAIR | T150126G100 | Working |  |  |  | 25/1/2025 | 26/7/2025 | 24/1/2026 | 25/7/2026 | 24/11/2026 | 26/3/2027 | 26/7/2027 | 25/11/2027 | 2026-01-24 | 2025-07-26 | PPM-HVAC | 365
PPM-01587 | In-house PPM | HVAC | HALF YEARLY |  |  | CABINET AC | CABINET AC(MB-5-44GL-0132),LIFTING STATION LS-4,ZONE-05,ZONE-5,SBJ | SBJ-Z5-LS4-HVCAB-0132 | LIFTING STATION 4 - ROAD 15 - ZONE 05 | 1 | PENTAIR | T150126G100 | Working |  |  |  | 26/1/2025 | 27/7/2025 | 25/1/2026 | 26/7/2026 | 25/11/2026 | 27/3/2027 | 27/7/2027 | 26/11/2027 | 2026-01-25 | 2025-07-27 | PPM-HVAC | 366
PPM-01588 | In-house PPM | HVAC | HALF YEARLY |  |  | CABINET AC | CABINET AC(MB-Z1-Z01GL-HVCAB-0133),LIFTING STATION LS-05,,ZONE-1,SBJ | SBJ-Z1-LS5-HVCAB-0133 | LIFTING STATION 5 - ROAD 3 - ZONE 01 | 1 | PENTAIR | T150126G100 | Working |  |  |  | 26/1/2025 | 27/7/2025 | 25/1/2026 | 26/7/2026 | 25/11/2026 | 27/3/2027 | 27/7/2027 | 26/11/2027 | 2026-01-25 | 2025-07-27 | PPM-HVAC | 367
PPM-01589 | In-house PPM | HVAC | HALF YEARLY |  |  | SPLIT AC | SPLIT UNIT(MB-3-43GL-0135),PUMPING STATION PS-1,ZONE-3,SBJ | SBJ-Z2-PS1-HVSPU-0135 | PUMPING STATION 1 - ZONE 2, ROAD 2 | 1 |  |  | Working |  |  |  | 26/1/2025 | 27/7/2025 | 25/1/2026 | 26/7/2026 | 25/11/2026 | 27/3/2027 | 27/7/2027 | 26/11/2027 | 2026-01-25 | 2025-07-27 | PPM-HVAC | 368
PPM-01590 | In-house PPM | HVAC | HALF YEARLY |  |  | CABINET AC | CABINET AC(MB-3-43GL-0128),PUMPING STATION PS-3,ZONE-3,SBJ | SBJ-Z3-PS3-HVCAB-0128 | PUMPING STATION 3 - ZONE 3, ROAD 9 | 1 | PENTAIR | T200226-100 | Working |  |  |  | 26/1/2025 | 27/7/2025 | 25/1/2026 | 26/7/2026 | 25/11/2026 | 27/3/2027 | 27/7/2027 | 26/11/2027 | 2026-01-25 | 2025-07-27 | PPM-HVAC | 369
PPM-01591 | In-house PPM | HVAC | HALF YEARLY |  |  | CABINET AC | CABINET AC(MB-3-43GL-0129),PUMPING STATION PS-4,ZONE-3,SBJ | SBJ-Z3-PS4-HVCAB-0129 | PUMPING STATION 4 - ZONE 3 , ROAD 11 | 1 | PENTAIR | T150126G100 | Working |  |  |  | 27/1/2025 | 28/7/2025 | 26/1/2026 | 27/7/2026 | 26/11/2026 | 28/3/2027 | 28/7/2027 | 27/11/2027 | 2026-01-26 | 2025-07-28 | PPM-HVAC | 370
PPM-01592 | In-house PPM | HVAC | HALF YEARLY |  |  | SPLIT AC | SPLIT UNIT(MB-8-45GL-0134),PUMPING STATION PS-05,ZONE-8,SBJ | SBJ-Z8-PS5-HVSPU-0134 | PUMPING STATION 5 - ZONE 8 , ROAD 01 | 1 |  |  | Working |  |  |  | 27/1/2025 | 28/7/2025 | 26/1/2026 | 27/7/2026 | 26/11/2026 | 28/3/2027 | 28/7/2027 | 27/11/2027 | 2026-01-26 | 2025-07-28 | PPM-HVAC | 371
PPM-01593 | In-house PPM | HVAC | HALF YEARLY |  |  | SPLIT AC | SPLIT AC,IRRIGATION PUMP ROOM-1,TECHNICAL ZONE,ZONE-1,SBJ | SBJ-Z1-IP1-SPA | IRRIGATION PUMP ROOM 1 | 1 |  |  | Working |  |  |  | 27/1/2025 | 28/7/2025 | 26/1/2026 | 27/7/2026 | 26/11/2026 | 28/3/2027 | 28/7/2027 | 27/11/2027 | 2026-01-26 | 2025-07-28 | PPM-HVAC | 372
PPM-01594 | In-house PPM | HVAC | HALF YEARLY |  |  | SPLIT AC | SPLIT AC,IRRIGATION PUMP ROOM-02,ZONE 3,SBJ | SBJ-Z3-IP2-HVSPU-3070 | IRRIGATION PUMP ROOM 2 | 1 | LG | SFNC2465DAO | Working |  |  |  | 28/1/2025 | 29/7/2025 | 27/1/2026 | 28/7/2026 | 27/11/2026 | 29/3/2027 | 29/7/2027 | 28/11/2027 | 2026-01-27 | 2025-07-29 | PPM-HVAC | 373
PPM-01595 | In-house PPM | HVAC | HALF YEARLY |  |  | SPLIT AC | SPLIT AC,IRRIGATION PUMP ROOM-03,ZONE 5,SBJ | SBJ-Z5-IP3-HVSPU-3071 | IRRIGATION PUMP ROOM 3 | 1 | LG | SFNC2465DAO | Working |  |  |  | 29/1/2025 | 30/7/2025 | 28/1/2026 | 29/7/2026 | 28/11/2026 | 30/3/2027 | 30/7/2027 | 29/11/2027 | 2026-01-28 | 2025-07-30 | PPM-HVAC | 374
PPM-01596 | In-house PPM | HVAC | HALF YEARLY |  |  | SPLIT AC | SPLIT AC,IRRIGATION PUMP ROOM-04,ZONE 8,SBJ | SBJ-Z8-IP3-SPA | IRRIGATION PUMP ROOM 4 | 1 |  |  | Working |  |  |  | 29/1/2025 | 30/7/2025 | 28/1/2026 | 29/7/2026 | 28/11/2026 | 30/3/2027 | 30/7/2027 | 29/11/2027 | 2026-01-28 | 2025-07-30 | PPM-HVAC | 375
PPM-01597 | Third Party | Third Party | THIRD PARTY |  |  | MAIN FIRE PUMP | MAIN FIRE PUMP(MB-1-11GF-0356),FIRE PUMP ROOM,ZONE 1,SBJ | SBJ-Z1-FPR-MFP | FIRE PUMP ROOM | 4 | NAFFCO | NF-4VTP22 | [14 empty] | PPM-Third Party | 2
PPM-01598 | Third Party | Third Party | THIRD PARTY |  |  | DIESEL FIRE PUMP | DIESEL FIRE PUMP(MB-1-11GF-0357),FIRE PUMP ROOM,ZONE 1,SBJ | SBJ-Z1-FPR-DFP | FIRE PUMP ROOM | 4 | NAFFCO | NF-4VTP22 | [14 empty] | PPM-Third Party | 3
PPM-01599 | Third Party | Third Party | THIRD PARTY |  |  | JOCKEY FIRE PUMP | JOCKEY FIRE PUMP(MB-1-11GF-0358),FIRE PUMP ROOM,ZONE 1,SBJ | SBJ-Z1-FPR-JFP | FIRE PUMP ROOM | 4 | JOSLYN PUMPS | JVS4-100 | [14 empty] | PPM-Third Party | 4
PPM-01600 | Third Party | Third Party | THIRD PARTY |  |  | GATE BARRIER | PARKING,FM BUILDING,ZONE 1,SBJ | SBJ-Z1-FM-BAR | FM BUILDING | 4 | [16 empty] | PPM-Third Party | 5
PPM-01601 | Third Party | Third Party | THIRD PARTY |  |  | FIRE ALARM PANEL | FIRE ALARM PANEL(MB-ZA-FMBGBF-ELFA),ELECTRICAL ROOM,GROUND FLOOR,FM BUILDING,ZONE 1,SBJ | SBJ-Z1-FM-GF-EL-FACP | FM BUILDING | 6 | HONEYWELL | [15 empty] | PPM-Third Party | 6
PPM-01602 | Third Party | Third Party | THIRD PARTY |  |  | ELECTRIC FIRE PUMP CONTROLER | ELECTRIC FIRE PUMP CONTROLER(MB-1-1GF-0147),FIRE PUMP ROOM,GROUND FLOOR,FM BUILDING,ZONE 1,SBJ | SBJ-Z1-FM-GF-FPR-EFP | FM BUILDING | 6 | NAFFCO | NFY-SDM1-380-4050 | [14 empty] | PPM-Third Party | 7
PPM-01603 | Third Party | Third Party | THIRD PARTY |  |  | DIESEL FIRE PUMP CONTROLER | DIESEL FIRE PUMP CONTROLER(MB-1-1GF-0148),FIRE PUMP ROOM,GROUND FLOOR,FM BUILDING,ZONE 1,SBJ | SBJ-Z1-FM-GF-FPR-DPC | FM BUILDING | 6 | NAFFCO | NFY-JD01 | [14 empty] | PPM-Third Party | 8
PPM-01604 | Third Party | Third Party | THIRD PARTY |  |  | FIRE PUMP CONTROLER | FIRE PUMP CONTROLER(MB-1-1GF-0149),FIRE PUMP ROOM,GROUND FLOOR,FM BUILDING,ZONE 1,SBJ | SBJ-Z1-FM-GF-FPR-FPC | FM BUILDING | 6 | NAFFCO | NFY-JD01 | [14 empty] | PPM-Third Party | 9
PPM-01605 | Third Party | Third Party | THIRD PARTY |  |  | REFRIGERATOR | REFRIGERATOR(MB-Z1-FMBGF-FVREF-1491),PANTRY,GROUND FLOOR,FM BUILDING,ZONE 1,SBJ | SBJ-Z1-FM-GF-PNT-REF | FM BUILDING | 6 | LG | GL-B292VP | [14 empty] | PPM-Third Party | 10
PPM-01606 | Third Party | Third Party | THIRD PARTY |  |  | FREEZER | FREEZER(MB-Z1-FMBGF-HVFRE-1493),PANTRY,GROUND FLOOR,FM BUILDING,ZONE 1,SBJ | SBJ-Z1-FM-GF-PNT-FRZ | FM BUILDING | 6 | Sun Cool | ID/DC-S-H-J | [14 empty] | PPM-Third Party | 11
PPM-01607 | Third Party | Third Party | THIRD PARTY |  |  | AIR COOLED CHILLER | CHILLER-1(MB-Z1-MBRF-HVACC-1497),ROOFTOP,FM BUILDING,ZONE 1,SBJ | SBJ-Z1-FM-RT-CHL1 | FM BUILDING | 5 | YORK | YCAL0056EE50X | [14 empty] | PPM-Third Party | 12
PPM-01608 | Third Party | Third Party | THIRD PARTY |  |  | AIR COOLED CHILLER | CHILLER-2(MB-Z1-MBRF-HVACC-1498),ROOFTOP,FM BUILDING,ZONE 1,SBJ | SBJ-Z1-FM-RT-CHL2 | FM BUILDING | 5 | YORK | YCAL0056EE50X | [14 empty] | PPM-Third Party | 13
PPM-01609 | Third Party | Third Party | THIRD PARTY |  |  | DOSING PUMP | CH-DOSING PUMP-1(MB-Z1-FMBRF-HVDOP-14100),ROOFTOP,FM BUILDING,ZONE 1,SBJ | SBJ-Z1-FM-RT-CDP1 | FM BUILDING | 5 | SECO | KCL633NVFK00 | [14 empty] | PPM-Third Party | 14
PPM-01610 | Third Party | Third Party | THIRD PARTY |  |  | DOSING PUMP | CH-DOSING PUMP-2(MB-Z1-FMBRF-HVDOP-14101),ROOFTOP,FM BUILDING,ZONE 1,SBJ | SBJ-Z1-FM-RT-CDP2 | FM BUILDING | 5 | SECO | KCL633NVFK00 | [14 empty] | PPM-Third Party | 15
PPM-01611 | Third Party | Third Party | THIRD PARTY |  |  | MAKE-UP PUMP | MAKEUP PUMP-1(MB-Z1-FMBRF-HVPU-14104),ROOFTOP,FM BUILDING,ZONE 1,SBJ | SBJ-Z1-FM-RT-MKP1 | FM BUILDING | 5 | [16 empty] | PPM-Third Party | 16
PPM-01612 | Third Party | Third Party | THIRD PARTY |  |  | MAKE-UP PUMP | MAKEUP PUMP-2(MB-Z1-FMBRF-HVPU-14105),ROOFTOP,FM BUILDING,ZONE 1,SBJ | SBJ-Z1-FM-RT-MKP2 | FM BUILDING | 5 | [16 empty] | PPM-Third Party | 17
PPM-01613 | Third Party | Third Party | THIRD PARTY |  |  | AIR COOLED CHILLER | AIR COOLED CHILLER-1,ROOFTPOP,CIF BUILDING,ZONE-1,SBJ | SBJ-Z1-CIF-RF-CH1 | CIF BUILDING | 5 | [16 empty] | PPM-Third Party | 18
PPM-01614 | Third Party | Third Party | THIRD PARTY |  |  | AIR COOLED CHILLER | AIR COOLED CHILLER,B1-RF-CHILLER-01(MB-1-MBRFB1-0524),ROOF,ACCOMMODATION BLOCK (B-1),ZONE-1,SBJ | SBJ-Z1-B1-RF-CH-0524 | BI BUILDING | 5 | YORK | YCAL0046 | [14 empty] | PPM-Third Party | 19
PPM-01615 | Third Party | Third Party | THIRD PARTY |  |  | AIR COOLED CHILLER | AIR COOLED CHILLER,B1-RF-CHILLER-02(MB-1-MBRFB1-0525),ROOF,ACCOMMODATION BLOCK (B-1),ZONE-1,SBJ | SBJ-Z1-B1-RF-CH-0525 | BI BUILDING | 5 | YORK | YCAL0046 | [14 empty] | PPM-Third Party | 20
PPM-01616 | Third Party | Third Party | THIRD PARTY |  |  | BMS | BMS SYSTEM PRESSURE - BOOSTER PUMP,ACCOMMODATION BLOCK (B-1),ZONE-1,SBJ | SBJ-Z1-B1-BMS | BI BUILDING | 4 | [16 empty] | PPM-Third Party | 21
PPM-01617 | Third Party | Third Party | THIRD PARTY |  |  | HWR PUMP | HWR SUPPLY PUMP,ROOF,ACCOMMODATION BLOCK (B-1),ZONE-1,SBJ | SBJ-Z1-B1-RF-PPHWR | BI BUILDING | 5 | [16 empty] | PPM-Third Party | 22
PPM-01618 | Third Party | Third Party | THIRD PARTY |  |  | DOSING PUMP | DOSING PUMP,ROOF,ACCOMMODATION BLOCK (B-1),ZONE-1,SBJ | SBJ-Z1-B1-RF-DSP | BI BUILDING | 5 | [16 empty] | PPM-Third Party | 23
PPM-01619 | Third Party | Third Party | THIRD PARTY |  |  | CONTROL PANEL | MAKE UP WATER PUMP CONTROL PANEL,ROOF,ACCOMMODATION BLOCK (B-1),ZONE-1,SBJ | SBJ-Z1-B1-RF-CPMUP | BI BUILDING | 5 | [16 empty] | PPM-Third Party | 24
PPM-01620 | Third Party | Third Party | THIRD PARTY |  |  | MAKE-UP PUMP | MAKE UP WATER PUMP,ROOF,ACCOMMODATION BLOCK (B-1),ZONE-1,SBJ | SBJ-Z1-B1-RF-PPMUP | BI BUILDING | 5 | [16 empty] | PPM-Third Party | 25
PPM-01621 | Third Party | Third Party | THIRD PARTY |  |  | AIR COOLED CHILLER | AIR COOLED CHILLER,B2-RF-CHILLER-01(MB-1-MBRFB2-0561),ROOF,ACCOMMODATION BLOCK (B-2),ZONE-1,SBJ | SBJ-Z1-B2-RF-CH-0561 | B2 BUILDING | 5 | YORK | YCAL0046 | [14 empty] | PPM-Third Party | 26
PPM-01622 | Third Party | Third Party | THIRD PARTY |  |  | AIR COOLED CHILLER | AIR COOLED CHILLER,B2-RF-CHILLER-02(MB-1-MBRFB2-0562),ROOF,ACCOMMODATION BLOCK (B-2),ZONE-1,SBJ | SBJ-Z1-B2-RF-CH-0562 | B2 BUILDING | 5 | YORK | YCAL0046 | [14 empty] | PPM-Third Party | 27
PPM-01623 | Third Party | Third Party | THIRD PARTY |  |  | BMS | BMS SYSTEM PRESSURE - BOOSTER PUMP,ACCOMMODATION BLOCK (B-2),ZONE-1,SBJ | SBJ-Z1-B2-BMS | B2 BUILDING | 4 | [16 empty] | PPM-Third Party | 28
PPM-01624 | Third Party | Third Party | THIRD PARTY |  |  | CONTROL PANEL | CONTROL PANEL HWR ,ROOF,ACCOMMODATION BLOCK (B-2),ZONE-1,SBJ | SBJ-Z1-B2-RF-CPHWR | B2 BUILDING | 5 | [16 empty] | PPM-Third Party | 29
PPM-01625 | Third Party | Third Party | THIRD PARTY |  |  | HWR PUMP | HWR SUPPLY PUMP,ROOF,ACCOMMODATION BLOCK (B-2),ZONE-1,SBJ | SBJ-Z1-B2-RF-PPHWR | B2 BUILDING | 5 | [16 empty] | PPM-Third Party | 30
PPM-01626 | Third Party | Third Party | THIRD PARTY |  |  | DOSING PUMP | DOSING PUMP,ROOF,ACCOMMODATION BLOCK (B-2),ZONE-1,SBJ | SBJ-Z1-B2-RF-DSP | B2 BUILDING | 5 | [16 empty] | PPM-Third Party | 31
PPM-01627 | Third Party | Third Party | THIRD PARTY |  |  | CONTROL PANEL | MAKE UP WATER PUMP CONTROL PANEL,ROOF,ACCOMMODATION BLOCK (B-2),ZONE-1,SBJ | SBJ-Z1-B2-RF-CPMUP | B2 BUILDING | 5 | [16 empty] | PPM-Third Party | 32
PPM-01628 | Third Party | Third Party | THIRD PARTY |  |  | MAKE-UP PUMP | MAKE UP WATER PUMP,ROOF,ACCOMMODATION BLOCK (B-2),ZONE-1,SBJ | SBJ-Z1-B2-RF-PPMUP | B2 BUILDING | 5 | [16 empty] | PPM-Third Party | 33
PPM-01629 | Third Party | Third Party | THIRD PARTY |  |  | AIR COOLED CHILLER | AIR COOLED CHILLER,B3-RF-CHILLER-1MB-1-MBRFB3-0587,ROOF,ACCOMMODATION BLOCK (B-3),ZONE-1,SBJ | SBJ-Z1-B3-RF-CH-0587 | B3 BUILDING | 5 | YORK | YCAL0033 | [14 empty] | PPM-Third Party | 34
PPM-01630 | Third Party | Third Party | THIRD PARTY |  |  | AIR COOLED CHILLER | AIR COOLED CHILLER,B3-RF-CHILLER-2MB-1-MBRFB3-0588,ROOF,ACCOMMODATION BLOCK (B-3),ZONE-1,SBJ | SBJ-Z1-B3-RF-CH-0588 | B3 BUILDING | 5 | YORK | YCAL0033 | [14 empty] | PPM-Third Party | 35
PPM-01631 | Third Party | Third Party | THIRD PARTY |  |  | BMS | BMS SYSTEM PRESSURE - BOOSTER PUMP,ACCOMMODATION BLOCK (B-3),ZONE-1,SBJ | SBJ-Z1-B3-BMS | B3 BUILDING | 4 | [16 empty] | PPM-Third Party | 36
PPM-01632 | Third Party | Third Party | THIRD PARTY |  |  | HWR PUMP | HWR SUPPLY PUMP,ROOF,ACCOMMODATION BLOCK (B-3),ZONE-1,SBJ | SBJ-Z1-B3-RF-PPHWR | B3 BUILDING | 5 | [16 empty] | PPM-Third Party | 37
PPM-01633 | Third Party | Third Party | THIRD PARTY |  |  | DOSING PUMP | DOSING PUMP,ROOF,ACCOMMODATION BLOCK (B-3),ZONE-1,SBJ | SBJ-Z1-B3-RF-DSP | B3 BUILDING | 5 | [16 empty] | PPM-Third Party | 38
PPM-01634 | Third Party | Third Party | THIRD PARTY |  |  | CONTROL PANEL | MAKE UP WATER PUMP CONTROL PANEL,ROOF,ACCOMMODATION BLOCK (B-3),ZONE-1,SBJ | SBJ-Z1-B3-RF-CPMUP | B3 BUILDING | 5 | [16 empty] | PPM-Third Party | 39
PPM-01635 | Third Party | Third Party | THIRD PARTY |  |  | MAKE-UP PUMP | MAKE UP WATER PUMP,ROOF,ACCOMMODATION BLOCK (B-3),ZONE-1,SBJ | SBJ-Z1-B3-RF-PPMUP | B3 BUILDING | 5 | [16 empty] | PPM-Third Party | 40
PPM-01636 | Third Party | Third Party | THIRD PARTY |  |  | AIR COOLED CHILLER | AIR COOLED CHILLER,B4-RF-CHILLER-1(MB-1-MBRFB4-0613),ROOFTOP,ACCOMMODATION BLOCK (B-4),ZONE-1,SBJ | SBJ-Z1-B4-RF-CH-0613 | B4 BUILDING | 5 | YORK | YCAL0033 | [14 empty] | PPM-Third Party | 41
PPM-01637 | Third Party | Third Party | THIRD PARTY |  |  | AIR COOLED CHILLER | AIR COOLED CHILLER,B4-RF-CHILLER-2(MB-1-MBRFB4-0614),ROOFTOP,ACCOMMODATION BLOCK (B-4),ZONE-1,SBJ | SBJ-Z1-B4-RF-CH-0614 | B4 BUILDING | 5 | YORK | YCAL0033 | [14 empty] | PPM-Third Party | 42
PPM-01638 | Third Party | Third Party | THIRD PARTY |  |  | BMS | BMS SYSTEM PRESSURE - BOOSTER PUMP,ACCOMMODATION BLOCK (B-4),ZONE-1,SBJ | SBJ-Z1-B4-BMS | B4 BUILDING | 4 | [16 empty] | PPM-Third Party | 43
PPM-01639 | Third Party | Third Party | THIRD PARTY |  |  | HWR PUMP | HWR SUPPLY PUMP,ROOF,ACCOMMODATION BLOCK (B-4),ZONE-1,SBJ | SBJ-Z1-B4-RF-PPHWR | B4 BUILDING | 5 | [16 empty] | PPM-Third Party | 44
PPM-01640 | Third Party | Third Party | THIRD PARTY |  |  | DOSING PUMP | DOSING PUMP,ROOF,ACCOMMODATION BLOCK (B-4),ZONE-1,SBJ | SBJ-Z1-B4-RF-DSP | B4 BUILDING | 5 | [16 empty] | PPM-Third Party | 45
PPM-01641 | Third Party | Third Party | THIRD PARTY |  |  | CONTROL PANEL | MAKE UP WATER PUMP CONTROL PANEL,ROOF,ACCOMMODATION BLOCK (B-4),ZONE-1,SBJ | SBJ-Z1-B4-RF-CPMUP | B4 BUILDING | 5 | [16 empty] | PPM-Third Party | 46
PPM-01642 | Third Party | Third Party | THIRD PARTY |  |  | MAKE-UP PUMP | MAKE UP WATER PUMP,ROOF,ACCOMMODATION BLOCK (B-4),ZONE-1,SBJ | SBJ-Z1-B4-RF-PPMUP | B4 BUILDING | 5 | [16 empty] | PPM-Third Party | 47
PPM-01643 | Third Party | Third Party | THIRD PARTY |  |  | BMS | BMS SYSTEM PRESSURE - BOOSTER PUMP,ACCOMMODATION BLOCK (B-5),ZONE-1,SBJ | SBJ-Z1-B5-BMS | B5 BUILDING | 4 | [16 empty] | PPM-Third Party | 48
PPM-01644 | Third Party | Third Party | THIRD PARTY |  |  | HWR PUMP | HWR SUPPLY PUMP,ROOF,ACCOMMODATION BLOCK (B-5),ZONE-1,SBJ | SBJ-Z1-B5-RF-PPHWR | B5 BUILDING | 5 | [16 empty] | PPM-Third Party | 49
PPM-01645 | Third Party | Third Party | THIRD PARTY |  |  | DOSING PUMP | DOSING PUMP,ROOF,ACCOMMODATION BLOCK (B-5),ZONE-1,SBJ | SBJ-Z1-B5-RF-DSP | B5 BUILDING | 5 | [16 empty] | PPM-Third Party | 50
PPM-01646 | Third Party | Third Party | THIRD PARTY |  |  | CONTROL PANEL | MAKE UP WATER PUMP CONTROL PANEL,ROOF,ACCOMMODATION BLOCK (B-5),ZONE-1,SBJ | SBJ-Z1-B5-RF-CPMUP | B5 BUILDING | 5 | [16 empty] | PPM-Third Party | 51
PPM-01647 | Third Party | Third Party | THIRD PARTY |  |  | MAKE-UP PUMP | MAKE UP WATER PUMP,ROOF,ACCOMMODATION BLOCK (B-5),ZONE-1,SBJ | SBJ-Z1-B5-RF-PPMUP | B5 BUILDING | 5 | [16 empty] | PPM-Third Party | 52
PPM-01648 | Third Party | Third Party | THIRD PARTY |  |  | AIR COOLED CHILLER | AIR COOLED CHILLER,B6-RF-CHILLER-01(MB-1-MBRFB6-0693),ROOF,ACCOMMODATION BLOCK (B-6),ZONE-1,SBJ | SBJ-Z1-B6-RF-CH-0693 | B6 BUILDING | 5 | YORK | YCAL0052EE50X | [14 empty] | PPM-Third Party | 53
PPM-01649 | Third Party | Third Party | THIRD PARTY |  |  | AIR COOLED CHILLER | AIR COOLED CHILLER,B6-RF-CHILLER-02(MB-1-MBRFB6-0694),ROOF,ACCOMMODATION BLOCK (B-6),ZONE-1,SBJ | SBJ-Z1-B6-RF-CH-0694 | B6 BUILDING | 5 | YORK | YCAL0052EE50X | [14 empty] | PPM-Third Party | 54
PPM-01650 | Third Party | Third Party | THIRD PARTY |  |  | BMS | BMS SYSTEM PRESSURE - BOOSTER PUMP,ACCOMMODATION BLOCK (B-6),ZONE-1,SBJ | SBJ-Z1-B6-BMS | B6 BUILDING | 4 | [16 empty] | PPM-Third Party | 55
PPM-01651 | Third Party | Third Party | THIRD PARTY |  |  | HWR PUMP | HWR SUPPLY PUMP,ROOF,ACCOMMODATION BLOCK (B-6),ZONE-1,SBJ | SBJ-Z1-B6-RF-PPHWR | B6 BUILDING | 5 | [16 empty] | PPM-Third Party | 56
PPM-01652 | Third Party | Third Party | THIRD PARTY |  |  | DOSING PUMP | DOSING PUMP,ROOF,ACCOMMODATION BLOCK (B-6),ZONE-1,SBJ | SBJ-Z1-B6-RF-DSP | B6 BUILDING | 5 | [16 empty] | PPM-Third Party | 57
PPM-01653 | Third Party | Third Party | THIRD PARTY |  |  | CONTROL PANEL | MAKE UP WATER PUMP CONTROL PANEL,ROOF,ACCOMMODATION BLOCK (B-6),ZONE-1,SBJ | SBJ-Z1-B6-RF-CPMUP | B6 BUILDING | 5 | [16 empty] | PPM-Third Party | 58
PPM-01654 | Third Party | Third Party | THIRD PARTY |  |  | MAKE-UP PUMP | MAKE UP WATER PUMP,ROOF,ACCOMMODATION BLOCK (B-6),ZONE-1,SBJ | SBJ-Z1-B6-RF-PPMUP | B6 BUILDING | 5 | [16 empty] | PPM-Third Party | 59
PPM-01655 | Third Party | Third Party | THIRD PARTY |  |  | AIR COOLED CHILLER | AIR COOLED CHILLER,B7-RF-CHILLER-01(MB-1-MBRFB7-0736),ROOFTOP,ACCOMMODATION BLOCK (B-7),ZONE-1,SBJ | SBJ-Z1-B7-RF-CH-0736 | B7 BUILDING | 5 | YORK | YCAL0052EE50X | [14 empty] | PPM-Third Party | 60
PPM-01656 | Third Party | Third Party | THIRD PARTY |  |  | AIR COOLED CHILLER | AIR COOLED CHILLER,B7-RF-CHILLER-02(MB-1-MBRFB7-0737),ROOFTOP,ACCOMMODATION BLOCK (B-7),ZONE-1,SBJ | SBJ-Z1-B7-RF-CH-0737 | B7 BUILDING | 5 | YORK | YCAL0052EE50X | [14 empty] | PPM-Third Party | 61
PPM-01657 | Third Party | Third Party | THIRD PARTY |  |  | BMS | BMS SYSTEM PRESSURE - BOOSTER PUMP,ACCOMMODATION BLOCK (B-7),ZONE-1,SBJ | SBJ-Z1-B7-BMS | B7 BUILDING | 4 | [16 empty] | PPM-Third Party | 62
PPM-01658 | Third Party | Third Party | THIRD PARTY |  |  | HWR PUMP | HWR SUPPLY PUMP,ROOF,ACCOMMODATION BLOCK (B-7),ZONE-1,SBJ | SBJ-Z1-B7-RF-PPHWR | B7 BUILDING | 5 | [16 empty] | PPM-Third Party | 63
PPM-01659 | Third Party | Third Party | THIRD PARTY |  |  | DOSING PUMP | DOSING PUMP,ROOF,ACCOMMODATION BLOCK (B-7),ZONE-1,SBJ | SBJ-Z1-B7-RF-DSP | B7 BUILDING | 5 | [16 empty] | PPM-Third Party | 64
PPM-01660 | Third Party | Third Party | THIRD PARTY |  |  | CONTROL PANEL | MAKE UP WATER PUMP CONTROL PANEL,ROOF,ACCOMMODATION BLOCK (B-7),ZONE-1,SBJ | SBJ-Z1-B7-RF-CPMUP | B7 BUILDING | 5 | [16 empty] | PPM-Third Party | 65
PPM-01661 | Third Party | Third Party | THIRD PARTY |  |  | MAKE-UP PUMP | MAKE UP WATER PUMP,ROOF,ACCOMMODATION BLOCK (B-7),ZONE-1,SBJ | SBJ-Z1-B7-RF-PPMUP | B7 BUILDING | 5 | [16 empty] | PPM-Third Party | 66
PPM-01662 | Third Party | Third Party | THIRD PARTY |  |  | AIR COOLED CHILLER | AIR COOLED CHILLER,B8-RF-CHILLER-01(MB-1-MBRFB8-0779),ROOFTOP,ACCOMMODATION BLOCK (B-8),ZONE-1,SBJ | SBJ-Z1-B8-RF-CH-0779 | B8 BUILDING | 5 | YORK | YCAL0052EE50X | [14 empty] | PPM-Third Party | 67
PPM-01663 | Third Party | Third Party | THIRD PARTY |  |  | AIR COOLED CHILLER | AIR COOLED CHILLER,B8-RF-CHILLER-02(MB-1-MBRFB8-0780),ROOFTOP,ACCOMMODATION BLOCK (B-8),ZONE-1,SBJ | SBJ-Z1-B8-RF-CH-0780 | B8 BUILDING | 5 | YORK | YCAL0052EE50X | [14 empty] | PPM-Third Party | 68
PPM-01664 | Third Party | Third Party | THIRD PARTY |  |  | BMS | BMS SYSTEM PRESSURE - BOOSTER PUMP,ACCOMMODATION BLOCK (B-8),ZONE-1,SBJ | SBJ-Z1-B8-BMS | B8 BUILDING | 4 | [16 empty] | PPM-Third Party | 69
PPM-01665 | Third Party | Third Party | THIRD PARTY |  |  | HWR PUMP | HWR SUPPLY PUMP,ROOF,ACCOMMODATION BLOCK (B-8),ZONE-1,SBJ | SBJ-Z1-B8-RF-PPHWR | B8 BUILDING | 5 | [16 empty] | PPM-Third Party | 70
PPM-01666 | Third Party | Third Party | THIRD PARTY |  |  | DOSING PUMP | DOSING PUMP,ROOF,ACCOMMODATION BLOCK (B-8),ZONE-1,SBJ | SBJ-Z1-B8-RF-DSP | B8 BUILDING | 5 | [16 empty] | PPM-Third Party | 71
PPM-01667 | Third Party | Third Party | THIRD PARTY |  |  | CONTROL PANEL | MAKE UP WATER PUMP CONTROL PANEL,ROOF,ACCOMMODATION BLOCK (B-8),ZONE-1,SBJ | SBJ-Z1-B8-RF-CPMUP | B8 BUILDING | 5 | [16 empty] | PPM-Third Party | 72
PPM-01668 | Third Party | Third Party | THIRD PARTY |  |  | MAKE-UP PUMP | MAKE UP WATER PUMP,ROOF,ACCOMMODATION BLOCK (B-8),ZONE-1,SBJ | SBJ-Z1-B8-RF-PPMUP | B8 BUILDING | 5 | [16 empty] | PPM-Third Party | 73
PPM-01669 | Third Party | Third Party | THIRD PARTY |  |  | VRV INDOOR UNIT | VRV INDOOR(MB-2-2GF-0106),COMMON AREA,EXPERIENCE / SALES CENTRE, ZONE 2,SBJ | SBJ-Z2-ESC-GF-VRI1 | EXPERIENCE / SALES CENTER | 5 | Daikin | FXSQ100A2VEB | [14 empty] | PPM-Third Party | 74
PPM-01670 | Third Party | Third Party | THIRD PARTY |  |  | VRV INDOOR UNIT | VRV INDOOR(MB-2-2GF-0107),COMMON AREA,EXPERIENCE / SALES CENTRE, ZONE 2,SBJ | SBJ-Z2-ESC-GF-VRI2 | EXPERIENCE / SALES CENTER | 5 | Daikin | FXSQ100A2VEB | [14 empty] | PPM-Third Party | 75
PPM-01671 | Third Party | Third Party | THIRD PARTY |  |  | VRV INDOOR UNIT | VRV INDOOR(MB-2-2GF-0108),COMMON AREA,EXPERIENCE / SALES CENTRE, ZONE 2,SBJ | SBJ-Z2-ESC-GF-VRI3 | EXPERIENCE / SALES CENTER | 5 | Daikin | FXSQ100A2VEB | [14 empty] | PPM-Third Party | 76
PPM-01672 | Third Party | Third Party | THIRD PARTY |  |  | VRV INDOOR UNIT | VRV INDOOR(MB-2-2GF-0109),CAFETERIA,EXPERIENCE / SALES CENTRE, ZONE 2,SBJ | SBJ-Z2-ESC-GF-VRI4 | EXPERIENCE / SALES CENTER | 5 | Daikin | FXSQ100A2VEB | [14 empty] | PPM-Third Party | 77
PPM-01673 | Third Party | Third Party | THIRD PARTY |  |  | FACP | FIRE ALARM PANEL(MB-Z2-SCEGF-ELFA-0785),RECEPTION,GROUND FLOOR,EXPERIENCE / SALES CENTRE, ZONE 2,SBJ | SBJ-Z2-ESC-GF-RCP-FACP | EXPERIENCE / SALES CENTER | 6 | MINERVA | - | [14 empty] | PPM-Third Party | 78
PPM-01674 | Third Party | Third Party | THIRD PARTY |  |  | VRV INDOOR UNIT | VRV INDOOR(MB-2-2GF-0110),RECEPTION,EXPERIENCE / SALES CENTRE, ZONE 2,SBJ | SBJ-Z2-ESC-GF-RCP-VRI5 | EXPERIENCE / SALES CENTER | 6 | Daikin | FXSQ140A2VEB | [14 empty] | PPM-Third Party | 79
PPM-01675 | Third Party | Third Party | THIRD PARTY |  |  | REFRIGERATOR | REFRIGERATOR(MB-2-2GF-0126),CAFETERIA,GROUND FLOOR,EXPERIENCE / SALES CENTRE, ZONE 2,SBJ | SBJ-Z2-ESC-GF-CAF-REF | EXPERIENCE / SALES CENTER | 6 | FAGOR | - | [14 empty] | PPM-Third Party | 80
PPM-01676 | Third Party | Third Party | THIRD PARTY |  |  | VRV OUTDOOR UNIT | VRV OUTDOOR(MB-Z2-SCEGF-HVRV0-0117),EXTERNAL AREA,EXPERIENCE / SALES CENTRE, ZONE 2,SBJ | SBJ-Z2-ESC-EXT-VRO1 | EXPERIENCE / SALES CENTER | 5 | Daikin | RXYTQ8T7YE | [14 empty] | PPM-Third Party | 81
PPM-01677 | Third Party | Third Party | THIRD PARTY |  |  | VRV OUTDOOR UNIT | VRV OUTDOOR(MB-Z2-SCEGF-HVRV0-0118),EXTERNAL AREA,EXPERIENCE / SALES CENTRE, ZONE 2,SBJ | SBJ-Z2-ESC-EXT-VRO2 | EXPERIENCE / SALES CENTER | 5 | Daikin | RXYTQ8T7YE | [14 empty] | PPM-Third Party | 82
PPM-01678 | Third Party | Third Party | THIRD PARTY |  |  | VRV OUTDOOR UNIT | VRV OUTDOOR(MB-Z2-SCEGF-HVRV0-0119),EXTERNAL AREA,EXPERIENCE / SALES CENTRE, ZONE 2,SBJ | SBJ-Z2-ESC-EXT-VRO3 | EXPERIENCE / SALES CENTER | 5 | Daikin | RXYTQ8T7YE | [14 empty] | PPM-Third Party | 83
PPM-01679 | Third Party | Third Party | THIRD PARTY |  |  | VRV OUTDOOR UNIT | VRV OUTDOOR(MB-Z2-SCEGF-HVRV0-0120),EXTERNAL AREA,EXPERIENCE / SALES CENTRE, ZONE 2,SBJ | SBJ-Z2-ESC-EXT-VRO4 | EXPERIENCE / SALES CENTER | 5 | Daikin | RXYTQ10T7YE | [14 empty] | PPM-Third Party | 84
PPM-01680 | Third Party | Third Party | THIRD PARTY |  |  | VRV OUTDOOR UNIT | VRV OUTDOOR(MB-Z2-SCEGF-HVRV0-0121),EXTERNAL AREA,EXPERIENCE / SALES CENTRE, ZONE 2,SBJ | SBJ-Z2-ESC-EXT-VRO5 | EXPERIENCE / SALES CENTER | 5 | Daikin | RXYTQ10T7YE | [14 empty] | PPM-Third Party | 85
PPM-01681 | Third Party | Third Party | THIRD PARTY |  |  | VRV INDOOR UNIT | VRV INDOOR(MB-2-2FF-0111),FIRST FLOOR,EXPERIENCE / SALES CENTRE, ZONE 2,SBJ | SBJ-Z2-ESC-FF-VRI1 | EXPERIENCE / SALES CENTER | 5 | Daikin | FXSQ140A2VEB | [14 empty] | PPM-Third Party | 86
PPM-01682 | Third Party | Third Party | THIRD PARTY |  |  | VRV INDOOR UNIT | VRV INDOOR(MB-2-2FF-0112),FIRST FLOOR,EXPERIENCE / SALES CENTRE, ZONE 2,SBJ | SBJ-Z2-ESC-FF-VRI2 | EXPERIENCE / SALES CENTER | 5 | Daikin | FXSQ125A2VEB | [14 empty] | PPM-Third Party | 87
PPM-01683 | Third Party | Third Party | THIRD PARTY |  |  | VRV INDOOR UNIT | VRV INDOOR(MB-2-2FF-0113),FIRST FLOOR,EXPERIENCE / SALES CENTRE, ZONE 2,SBJ | SBJ-Z2-ESC-FF-VRI3 | EXPERIENCE / SALES CENTER | 5 | Daikin | FXSQ125A2VEB | [14 empty] | PPM-Third Party | 88
PPM-01684 | Third Party | Third Party | THIRD PARTY |  |  | REFRIGERATOR | REFRIGERATOR(MB-2-2FF-0123),PANTRY,FIRST FLOOR,EXPERIENCE / SALES CENTRE, ZONE 2,SBJ | SBJ-Z2-ESC-FF-PNT-REF | EXPERIENCE / SALES CENTER | 6 | LG | GL-B252VP | [14 empty] | PPM-Third Party | 89
PPM-01685 | Third Party | Third Party | THIRD PARTY |  |  | VRV INDOOR UNIT | VRV INDOOR(MB-2-2FF-0114),CABIN OFFICE,FIRST FLOOR,EXPERIENCE / SALES CENTRE, ZONE 2,SBJ | SBJ-Z2-ESC-FF-CO-VRI4 | EXPERIENCE / SALES CENTER | 6 | Daikin | FXSQ63A2VEB | [14 empty] | PPM-Third Party | 90
PPM-01686 | Third Party | Third Party | THIRD PARTY |  |  | VRV INDOOR UNIT | VRV INDOOR(MB-2-2FF-0115),CABIN OFFICE,FIRST FLOOR,EXPERIENCE / SALES CENTRE, ZONE 2,SBJ | SBJ-Z2-ESC-FF-CO-VRI5 | EXPERIENCE / SALES CENTER | 6 | Daikin | FXDP25A2VEB | [14 empty] | PPM-Third Party | 91
PPM-01687 | Third Party | Third Party | THIRD PARTY |  |  | VRV INDOOR UNIT | VRV INDOOR(MB-2-2FF-0116),CABIN OFFICE,FIRST FLOOR,EXPERIENCE / SALES CENTRE, ZONE 2,SBJ | SBJ-Z2-ESC-FF-CO-VRI6 | EXPERIENCE / SALES CENTER | 6 | Daikin | FXDQ25A2VEB | [14 empty] | PPM-Third Party | 92
PPM-01688 | Third Party | Third Party | THIRD PARTY |  |  | STREET LIGHTS | STREET LIGHTS,VILLAGE SQUARE,ZONE-2,SBJ | SBJ-Z2-VS-SL | VILLAGE SQUARE | 4 | [16 empty] | PPM-Third Party | 93
PPM-01689 | Third Party | Third Party | THIRD PARTY |  |  | ELEVATOR | ELEVATOR,LIFT,VILLAGE SQUARE,ZONE-2,SBJ | SBJ-Z2-VS-LF-ELELV | VILLAGE SQUARE | 5 | [16 empty] | PPM-Third Party | 94
PPM-01690 | Third Party | Third Party | THIRD PARTY |  |  | FIRE FIGHTING PUMP | FIRE FIGHTING PUMP,PUMP ROOM,VILLAGE SQUARE,ZONE-2,SBJ | SBJ-Z2-VS-PPR-FFP | VILLAGE SQUARE | 5 | [16 empty] | PPM-Third Party | 95
PPM-01691 | Third Party | Third Party | THIRD PARTY |  |  | DIESEL FIRE PUMP | DIESEL ENGINE,PUMP ROOM,VILLAGE SQUARE,ZONE-2,SBJ | SBJ-Z2-VS-PPR-DEN | VILLAGE SQUARE | 5 | [16 empty] | PPM-Third Party | 96
PPM-01692 | Third Party | Third Party | THIRD PARTY |  |  | ELEVATOR | ELEVATOR,BUILDING D-75,ZONE 3A(ZAHA),SBJ | SBJ-Z3A-B75-ELV | BUILDING D75 | 4 | KONE | [15 empty] | PPM-Third Party | 97
PPM-01693 | Third Party | Third Party | THIRD PARTY |  |  | ACCESS DOORS | ACCESS DOORS,MB-Z3-D75GF-CVLAD-2759,ENTRANCE,GROUND FLOOR,BUILDING D-75,ZONE 3A(ZAHA),SBJ | SBJ-Z3A-B75-GF-ENT-CVLAD-2759 | BUILDING D75 | 6 | [16 empty] | PPM-Third Party | 98
PPM-01694 | Third Party | Third Party | THIRD PARTY |  |  | ELEVATOR | ELEVATOR,MB-Z3-APTAF-ELELV-0467,BUILDING D-74,ZONE 3A(ZAHA),SBJ | SBJ-Z3A-B74-GF-ELELV-0467 | BUILDING D74 | 5 | KONE | [15 empty] | PPM-Third Party | 99
PPM-01695 | Third Party | Third Party | THIRD PARTY |  |  | ACCESS DOORS | ENTRANCE,GROUND FLOOR,BUILDING D-74,ZONE 3A(ZAHA),SBJ | SBJ-Z3A-B74-GF-ENT-CVLAD-2758 | BUILDING D74 | 6 | [16 empty] | PPM-Third Party | 100
PPM-01696 | Third Party | Third Party | THIRD PARTY |  |  | ELEVATOR | ELEVATOR,MB-Z3-APTAF-ELELV-0468,BUILDING D-44,ZONE 3A(ZAHA),SBJ | SBJ-Z3A-B44-GF-ELELV-0468 | BUILDING D44 | 5 | KONE | [15 empty] | PPM-Third Party | 101
PPM-01697 | Third Party | Third Party | THIRD PARTY |  |  | ACCESS DOORS | ACCESS DOORS,MB-Z3-D44GF-CVLAD-2757,ENTRANCE,GROUND FLOOR,BUILDING D-44,ZONE 3A(ZAHA),SBJ | SBJ-Z3A-B44-GF-ENT-CVLAD-2757 | BUILDING D44 | 6 | [16 empty] | PPM-Third Party | 102
PPM-01698 | Third Party | Third Party | THIRD PARTY |  |  | ELEVATOR | ELEVATOR,MB-Z3-APTAF-ELELV-0469,BUILDING D-45,ZONE 3A(ZAHA),SBJ | SBJ-Z3A-B45-GF-ELELV-0469 | BUILDING D45 | 5 | KONE | [15 empty] | PPM-Third Party | 103
PPM-01699 | Third Party | Third Party | THIRD PARTY |  |  | ACCESS DOORS | ACCESS DOORS,MB-Z3-D45GF-CVLAD-2756,ENTRANCE,GROUND FLOOR,BUILDING D-45,ZONE 3A(ZAHA),SBJ | SBJ-Z3A-B45-GF-ENT-CVLAD-2756 | BUILDING D45 | 6 | [16 empty] | PPM-Third Party | 104
PPM-01700 | Third Party | Third Party | THIRD PARTY |  |  | ELEVATOR | ELEVATOR,MB-Z3-APTAF-ELELV-0470,BUILDING D-46,ZONE 3A(ZAHA),SBJ | SBJ-Z3A-B46-GF-ELELV-0470 | BUILDING D46 | 5 | KONE | [15 empty] | PPM-Third Party | 105
PPM-01701 | Third Party | Third Party | THIRD PARTY |  |  | ACCESS DOORS | ACCESS DOORS,MB-Z3-D46GF-CVLAD-2755,ENTRANCE,GROUND FLOOR,BUILDING D-45,ZONE 3A(ZAHA),SBJ | SBJ-Z3A-B46-GF-ENT-CVLAD-2755 | BUILDING D46 | 6 | [16 empty] | PPM-Third Party | 106
PPM-01702 | Third Party | Third Party | THIRD PARTY |  |  | ELEVATOR | ELEVATOR,MB-Z3-APTAF-ELELV-0471,BUILDING D-47,ZONE 3A(ZAHA),SBJ | SBJ-Z3A-B47-GF-ELELV-0471 | BUILDING D47 | 5 | KONE | [15 empty] | PPM-Third Party | 107
PPM-01703 | Third Party | Third Party | THIRD PARTY |  |  | ACCESS DOORS | ACCESS DOORS,MB-Z3-D47GF-CVLAD-2754,ENTRANCE,GROUND FLOOR,BUILDING D-47,ZONE 3A(ZAHA),SBJ | SBJ-Z3A-B47-GF-ENT-CVLAD-2754 | BUILDING D47 | 6 | [16 empty] | PPM-Third Party | 108
PPM-01704 | Third Party | Third Party | THIRD PARTY |  |  | ELEVATOR | ELEVATOR,MB-Z3-APTAF-ELELV-0472,BUILDING D-48,ZONE 3A(ZAHA),SBJ | SBJ-Z3A-B48-GF-ELELV-0472 | BUILDING D48 | 5 | KONE | [15 empty] | PPM-Third Party | 109
PPM-01705 | Third Party | Third Party | THIRD PARTY |  |  | ACCESS DOORS | ACCESS DOORS,MB-Z3-D48GF-CVLAD-2753,ENTRANCE,GROUND FLOOR,BUILDING D-48,ZONE 3A(ZAHA),SBJ | SBJ-Z3A-B48-GF-ENT-CVLAD-2753 | BUILDING D48 | 6 | [16 empty] | PPM-Third Party | 110
PPM-01706 | Third Party | Third Party | THIRD PARTY |  |  | ELEVATOR | ELEVATOR,MB-Z3-APTAF-ELELV-0473,BUILDING D-49,ZONE 3A(ZAHA),SBJ | SBJ-Z3A-B49-GF-ELR-ELELV-0472-ELELV-0473 | BUILDING D49 | 5 | KONE | [15 empty] | PPM-Third Party | 111
PPM-01707 | Third Party | Third Party | THIRD PARTY |  |  | ACCESS DOORS | ACCESS DOORS,MB-Z3-D49GF-CVLAD-2752,ENTRANCE,GROUND FLOOR,BUILDING D-49,ZONE 3A(ZAHA),SBJ | SBJ-Z3A-B49-GF-ENT-CVLAD-2752 | BUILDING D49 | 6 | [16 empty] | PPM-Third Party | 112
PPM-01708 | Third Party | Third Party | THIRD PARTY |  |  | ELEVATOR | ELEVATOR,MB-Z3-APTAF-ELELV-0474,BUILDING D-50,ZONE 3A(ZAHA),SBJ | SBJ-Z3A-B50-GF-ELELV-0474 | BUILDING D50 | 5 | KONE | [15 empty] | PPM-Third Party | 113
PPM-01709 | Third Party | Third Party | THIRD PARTY |  |  | ACCESS DOORS | ACCESS DOORS,MB-Z3-D50GF-CVLAD-2751,ENTRANCE,GROUND FLOOR,BUILDING D-50,ZONE 3A(ZAHA),SBJ | SBJ-Z3A-B50-GF-ENT-CVLAD-2751 | BUILDING D50 | 6 | [16 empty] | PPM-Third Party | 114
PPM-01710 | Third Party | Third Party | THIRD PARTY |  |  | ELEVATOR | ELEVATOR,MB-Z3-APTAF-ELELV-0475,BUILDING D-51,ZONE 3A(ZAHA),SBJ | SBJ-Z3A-B51-GF-ELELV-0475 | BUILDING D51 | 5 | KONE | [15 empty] | PPM-Third Party | 115
PPM-01711 | Third Party | Third Party | THIRD PARTY |  |  | ACCESS DOORS | ACCESS DOORS,MB-Z3-D51GF-CVLAD-2750,ENTRANCE,GROUND FLOOR,BUILDING D-51,ZONE 3A(ZAHA),SBJ | SBJ-Z3A-B51-GF-ENT-CVLAD-2750 | BUILDING D51 | 6 | [16 empty] | PPM-Third Party | 116
PPM-01712 | Third Party | Third Party | THIRD PARTY |  |  | ELEVATOR | ELEVATOR,BUILDING D-52,ZONE 3B(ZAHA),SBJ | SBJ-Z3B-B52-ELV | BUILDING D52 | 4 | KONE | [15 empty] | PPM-Third Party | 117
PPM-01713 | Third Party | Third Party | THIRD PARTY |  |  | ACCESS DOORS | ACCESS DOORS,MB-Z3-D52GF-CVLAD-2749,ENTRANCE,GROUND FLOOR,BUILDING D-52,ZONE 3B(ZAHA),SBJ | SBJ-Z3B-B52-GF-ENT-CVLAD-2749 | BUILDING D52 | 6 | [16 empty] | PPM-Third Party | 118
PPM-01714 | Third Party | Third Party | THIRD PARTY |  |  | ELEVATOR | ELEVATOR,MB-Z3-APTAF-ELELV-0477,BUILDING D-53,ZONE 3B(ZAHA),SBJ | SBJ-Z3A-B53-GF-ELELV-0477 | BUILDING D53 | 5 | KONE | [15 empty] | PPM-Third Party | 119
PPM-01715 | Third Party | Third Party | THIRD PARTY |  |  | ACCESS DOORS | ACCESS DOORS,MB-Z3-D53GF-CVLAD-2748,ENTRANCE,GROUND FLOOR,BUILDING D-53,ZONE 3B(ZAHA),SBJ | SBJ-Z3B-B53-GF-ENT-CVLAD-2748 | BUILDING D53 | 6 | [16 empty] | PPM-Third Party | 120
PPM-01716 | Third Party | Third Party | THIRD PARTY |  |  | ELEVATOR | ELEVATOR,MB-Z3-APTAF-ELELV-0478,BUILDING D-54,ZONE 3B(ZAHA),SBJ | SBJ-Z3A-B54-GF-ELELV-0478 | BUILDING D54 | 5 | KONE | [15 empty] | PPM-Third Party | 121
PPM-01717 | Third Party | Third Party | THIRD PARTY |  |  | ACCESS DOORS | ACCESS DOORS,MB-Z3-D54GF-CVLAD-2747,ENTRANCE,GROUND FLOOR,BUILDING D-54,ZONE 3B(ZAHA),SBJ | SBJ-Z3B-B54-GF-ENT-CVLAD-2747 | BUILDING D54 | 6 | [16 empty] | PPM-Third Party | 122
PPM-01718 | Third Party | Third Party | THIRD PARTY |  |  | ELEVATOR | ELEVATOR,BUILDING D-55,ZONE 3B(ZAHA),SBJ | SBJ-Z3B-B55-ELV | BUILDING D55 | 4 | KONE | [15 empty] | PPM-Third Party | 123
PPM-01719 | Third Party | Third Party | THIRD PARTY |  |  | ACCESS DOORS | ACCESS DOORS,MB-Z3-D55GF-CVLAD-2746,ENTRANCE,GROUND FLOOR,BUILDING D-55,ZONE 3B(ZAHA),SBJ | SBJ-Z3B-B55-GF-ENT-CVLAD-2746 | BUILDING D55 | 6 | [16 empty] | PPM-Third Party | 124
PPM-01720 | Third Party | Third Party | THIRD PARTY |  |  | ELEVATOR | ELEVATOR,BUILDING D-56,ZONE 3B(ZAHA),SBJ | SBJ-Z3B-B56-ELV | BUILDING D56 | 4 | KONE | [15 empty] | PPM-Third Party | 125
PPM-01721 | Third Party | Third Party | THIRD PARTY |  |  | ACCESS DOORS | ACCESS DOORS,MB-Z3-D56GF-CVLAD-2745,ENTRANCE,GROUND FLOOR,BUILDING D-56,ZONE 3B(ZAHA),SBJ | SBJ-Z3B-B56-GF-ENT-CVLAD-2745 | BUILDING D56 | 6 | [16 empty] | PPM-Third Party | 126
PPM-01722 | Third Party | Third Party | THIRD PARTY |  |  | ELEVATOR | ELEVATOR,BUILDING D-57,ZONE 3B(ZAHA),SBJ | SBJ-Z3B-B57-ELV | BUILDING D57 | 4 | KONE | [15 empty] | PPM-Third Party | 127
PPM-01723 | Third Party | Third Party | THIRD PARTY |  |  | ACCESS DOORS | ACCESS DOORS,MB-Z3-D57GF-CVLAD-2744,ENTRANCE,GROUND FLOOR,BUILDING D-57,ZONE 3B(ZAHA),SBJ | SBJ-Z3B-B57-GF-ENT-CVLAD-2744 | BUILDING D57 | 6 | [16 empty] | PPM-Third Party | 128
PPM-01724 | Third Party | Third Party | THIRD PARTY |  |  | ELEVATOR | ELEVATOR,BUILDING D-58,ZONE 3B(ZAHA),SBJ | SBJ-Z3B-B58-ELV | BUILDING D58 | 4 | KONE | [15 empty] | PPM-Third Party | 129
PPM-01725 | Third Party | Third Party | THIRD PARTY |  |  | ACCESS DOORS | ACCESS DOORS,MB-Z3-D58GF-CVLAD-2743,ENTRANCE,GROUND FLOOR,BUILDING D-58,ZONE 3B(ZAHA),SBJ | SBJ-Z3B-B58-GF-ENT-CVLAD-2743 | BUILDING D58 | 6 | [16 empty] | PPM-Third Party | 130
PPM-01726 | Third Party | Third Party | THIRD PARTY |  |  | ELEVATOR | ELEVATOR,BUILDING D-59,ZONE 3B(ZAHA),SBJ | SBJ-Z3B-B59-ELV | BUILDING D59 | 4 | KONE | [15 empty] | PPM-Third Party | 131
PPM-01727 | Third Party | Third Party | THIRD PARTY |  |  | ACCESS DOORS | ACCESS DOORS,MB-Z3-D59GF-CVLAD-2742,ENTRANCE,GROUND FLOOR,BUILDING D-59,ZONE 3B(ZAHA),SBJ | SBJ-Z3B-B59-GF-ENT-CVLAD-2742 | BUILDING D59 | 6 | [16 empty] | PPM-Third Party | 132
PPM-01728 | Third Party | Third Party | THIRD PARTY |  |  | ELEVATOR | ELEVATOR,BUILDING D-60,ZONE 3B(ZAHA),SBJ | SBJ-Z3B-B60-ELV | BUILDING D60 | 4 | KONE | [15 empty] | PPM-Third Party | 133
PPM-01729 | Third Party | Third Party | THIRD PARTY |  |  | ACCESS DOORS | ACCESS DOORS,MB-Z3-D60GF-CVLAD-2741,ENTRANCE,GROUND FLOOR,BUILDING D-60,ZONE 3B(ZAHA),SBJ | SBJ-Z3B-B60-GF-ENT-CVLAD-2741 | BUILDING D60 | 6 | [16 empty] | PPM-Third Party | 134
PPM-01730 | Third Party | Third Party | THIRD PARTY |  |  | ELEVATOR | ELEVATOR,BUILDING D-61,ZONE 3B(ZAHA),SBJ | SBJ-Z3B-B61-ELV | BUILDING D61 | 4 | KONE | [15 empty] | PPM-Third Party | 135
PPM-01731 | Third Party | Third Party | THIRD PARTY |  |  | ACCESS DOORS | ACCESS DOORS,MB-Z3-D61GF-CVLAD-2740,ENTRANCE,GROUND FLOOR,BUILDING D-61,ZONE 3B(ZAHA),SBJ | SBJ-Z3B-B61-GF-ENT-CVLAD-2740 | BUILDING D61 | 6 | [16 empty] | PPM-Third Party | 136
PPM-01732 | Third Party | Third Party | THIRD PARTY |  |  | ELEVATOR | ELEVATOR,BUILDING D-62,ZONE 3B(ZAHA),SBJ | SBJ-Z3B-B62-ELV | BUILDING D62 | 4 | KONE | [15 empty] | PPM-Third Party | 137
PPM-01733 | Third Party | Third Party | THIRD PARTY |  |  | ACCESS DOORS | ACCESS DOORS,MB-Z3-D62GF-CVLAD-2739,ENTRANCE,GROUND FLOOR,BUILDING D-62,ZONE 3B(ZAHA),SBJ | SBJ-Z3B-B62-GF-ENT-CVLAD-2739 | BUILDING D62 | 6 | [16 empty] | PPM-Third Party | 138
PPM-01734 | Third Party | Third Party | THIRD PARTY |  |  | LIGHT CONTROL PANEL | LIGHT CONTROL PANEL,MB-Z8-J16GF-ELDB-0903 | SBJ-Z8-V16-GF-STR-ELDB-0903 | Z8 VILLA 16 | 6 | AL-KIYUMI SWITCH GEAR | [15 empty] | PPM-Third Party | 139
PPM-01735 | Third Party | Third Party | THIRD PARTY |  |  | BEACH WELL PUMP | BEACH WELL PUMP-01(MB-8-45UG-0251),NEAR BEACH,ZONE-8,SBJ | SBJ-Z8-BPP-01 | BEACH WELL PUMP - 01 | 3 | GRUNDFOS | SP 125-5 AAR | [14 empty] | PPM-Third Party | 140
PPM-01736 | Third Party | Third Party | THIRD PARTY |  |  | BEACH WELL PUMP | BEACH WELL PUMP-02(MB-8-45UG-0252),NEAR BEACH,ZONE-8,SBJ | SBJ-Z8-BPP-02 | BEACH WELL PUMP - 02 | 3 | GRUNDFOS | SP 125-5 AAR | [14 empty] | PPM-Third Party | 141
PPM-01737 | Third Party | Third Party | THIRD PARTY |  |  | BEACH WELL PUMP | BEACH WELL PUMP-03(MB-8-45UG-0253),NEAR BEACH,ZONE-8,SBJ | SBJ-Z8-BPP-03 | BEACH WELL PUMP - 03 | 3 | GRUNDFOS | SP 125-5 AAR | [14 empty] | PPM-Third Party | 142
PPM-01738 | Third Party | Third Party | THIRD PARTY |  |  | PUMP CONTROL PANEL | CONTROL PANEL-01(MB-8-45GL-0177),BEACH WELL PUMP ROOM,ZONE-08,SBJ | SBJ-Z8-BWP-PC-0177 | PUMP CONTROL ROOM - ZONE 8 | 4 | OMAN PUMPS | [15 empty] | PPM-Third Party | 143
PPM-01739 | Third Party | Third Party | THIRD PARTY |  |  | PUMP CONTROL PANEL | CONTROL PANEL-02(MB-1-42GL-0178),BEACH WELL PUMP ROOM,ZONE-08,SBJ | SBJ-Z8-BWP-PC2-0178 | PUMP CONTROL ROOM - ZONE 8 | 4 | OMAN PUMPS | [15 empty] | PPM-Third Party | 144
PPM-01740 | Third Party | Third Party | THIRD PARTY |  |  | PUMP CONTROL PANEL | CONTROL PANEL-03(MB-8-45GL-0179),BEACH WELL PUMP ROOM,ZONE-08,SBJ | SBJ-Z8-BWP-PC3-0179 | PUMP CONTROL ROOM - ZONE 8 | 4 | OMAN PUMPS | [15 empty] | PPM-Third Party | 145
PPM-01741 | Third Party | Third Party | THIRD PARTY |  |  | PLC PANEL | PLC PANEL(MB-8-45GL-0176),BEACH WELL PUMP ROOM,ZONE-08,SBJ | SBJ-Z8-BWP-PLC-0176 | PLC PANEL | 4 | SEIMENS | [15 empty] | PPM-Third Party | 146
PPM-01742 | Third Party | Third Party | THIRD PARTY |  |  | FIRE HYDRANT | FIRE HYDRANT 1(MB-Z1-TEZGL-PLFH-0401),ROAD 17,TECHNICAL ZONE,ZONE-1,SBJ | SBJ-Z1-R17-PLFH-0401 | FIRE HYDRANT | 4 | NAFFCO | 150-NFH(F) | [14 empty] | PPM-Third Party | 147
PPM-01743 | Third Party | Third Party | THIRD PARTY |  |  | FIRE HYDRANT | FIRE HYDRANT 2(MB-Z1-TEZGL-PLFH-0402),ROAD 17,TECHNICAL ZONE,ZONE-1,SBJ | SBJ-Z1-R17-PLFH-0402 | FIRE HYDRANT | 4 | NAFFCO | 150-NFH(F) | [14 empty] | PPM-Third Party | 148
PPM-01744 | Third Party | Third Party | THIRD PARTY |  |  | FIRE HYDRANT | FIRE HYDRANT 3(MB-Z1-TEZGL-PLFH-0403),ROAD 17,TECHNICAL ZONE,ZONE-1,SBJ | SBJ-Z1-R17-PLFH-0403 | FIRE HYDRANT | 4 | NAFFCO | 150-NFH(F) | [14 empty] | PPM-Third Party | 149
PPM-01745 | Third Party | Third Party | THIRD PARTY |  |  | FIRE HYDRANT | FIRE HYDRANT 26(MB-Z1-R01GL-PLFH-0426),ROAD 1,ZONE-1,SBJ | SBJ-Z1-R01-PLFH-0426 | FIRE HYDRANT | 4 | NAFFCO | 150-NFH(F) | [14 empty] | PPM-Third Party | 150
PPM-01746 | Third Party | Third Party | THIRD PARTY |  |  | FIRE HYDRANT | FIRE HYDRANT 27(MB-1-22GL-0427),ROAD 1,ZONE-1,SBJ | SBJ-Z1-R01-PLFH-0427 | FIRE HYDRANT | 4 | NAFFCO | 150-NFH(F) | [14 empty] | PPM-Third Party | 151
PPM-01747 | Third Party | Third Party | THIRD PARTY |  |  | FIRE HYDRANT | FIRE HYDRANT 28(MB-1-22GL-0428),ROAD 1,ZONE-1,SBJ | SBJ-Z1-R01-PLFH-0428 | FIRE HYDRANT | 4 | NAFFCO | 150-NFH(F) | [14 empty] | PPM-Third Party | 152
PPM-01748 | Third Party | Third Party | THIRD PARTY |  |  | FIRE HYDRANT | FIRE HYDRANT 29(MB-1-22GL-0429),ROAD 1,ZONE-1,SBJ | SBJ-Z1-R01-PLFH-0429 | FIRE HYDRANT | 4 | NAFFCO | 150-NFH(F) | [14 empty] | PPM-Third Party | 153
PPM-01749 | Third Party | Third Party | THIRD PARTY |  |  | FIRE HYDRANT | FIRE HYDRANT 39(MB-Z4-R01GL-PLFH-0439),ROAD 1,ZONE-1,SBJ | SBJ-Z1-R01-PLFH-0439 | FIRE HYDRANT | 4 | NAFFCO | 150-NFH(F) | [14 empty] | PPM-Third Party | 154
PPM-01750 | Third Party | Third Party | THIRD PARTY |  |  | FIRE HYDRANT | FIRE HYDRANT 40(MB-Z1-R01GL-PLFH-0440),ROAD 1,ZONE-1,SBJ | SBJ-Z1-R01-PLFH-0440 | FIRE HYDRANT | 4 | NAFFCO | 150-NFH(F) | [14 empty] | PPM-Third Party | 155
PPM-01751 | Third Party | Third Party | THIRD PARTY |  |  | FIRE HYDRANT | FIRE HYDRANT 41(MB-Z1-R01GL-PLFH-0441),ROAD 1,ZONE-1,SBJ | SBJ-Z1-R01-PLFH-0441 | FIRE HYDRANT | 4 | NAFFCO | 150-NFH(F) | [14 empty] | PPM-Third Party | 156
PPM-01752 | Third Party | Third Party | THIRD PARTY |  |  | FIRE HYDRANT | FIRE HYDRANT 42(MB-Z1-R01GL-PLFH-0442),ROAD 1,ZONE-1,SBJ | SBJ-Z1-R01-PLFH-0442 | FIRE HYDRANT | 4 | NAFFCO | 150-NFH(F) | [14 empty] | PPM-Third Party | 157
PPM-01753 | Third Party | Third Party | THIRD PARTY |  |  | FIRE HYDRANT | FIRE HYDRANT 24(MB-2-23GL-0424),PUMPING STATION-1,ROAD 2,ZONE-2,SBJ | SBJ-Z2-R02-PLFH-0424 | FIRE HYDRANT | 4 | NAFFCO | 150-NFH(F) | [14 empty] | PPM-Third Party | 158
PPM-01754 | Third Party | Third Party | THIRD PARTY |  |  | FIRE HYDRANT | FIRE HYDRANT 25(MB-2-23GL-0425),ROAD 2 (TOWER),ROAD 2,ZONE-2,SBJ | SBJ-Z2-R02-PLFH-0425 | FIRE HYDRANT | 4 | NAFFCO | 150-NFH(F) | [14 empty] | PPM-Third Party | 159
PPM-01755 | Third Party | Third Party | THIRD PARTY |  |  | FIRE HYDRANT | FIRE HYDRANT 4(MB-Z2-R02GL-PLFH-0404),ROAD 2,ZONE-2,SBJ | SBJ-Z2-R02-PLFH-0404 | FIRE HYDRANT | 4 | NAFFCO | 150-NFH(F) | [14 empty] | PPM-Third Party | 160
PPM-01756 | Third Party | Third Party | THIRD PARTY |  |  | FIRE HYDRANT | FIRE HYDRANT 5(MB-2-23GL-0405),ROAD 2,ZONE-2,SBJ | SBJ-Z2-R02-PLFH-0405 | FIRE HYDRANT | 4 | NAFFCO | 150-NFH(F) | [14 empty] | PPM-Third Party | 161
PPM-01757 | Third Party | Third Party | THIRD PARTY |  |  | FIRE HYDRANT | FIRE HYDRANT 6(MB-2-23GL-0406),ROAD 2 & 06,ROAD 2,ZONE-2,SBJ | SBJ-Z2-R02-PLFH-0406 | FIRE HYDRANT | 4 | NAFFCO | 150-NFH(F) | [14 empty] | PPM-Third Party | 162
PPM-01758 | Third Party | Third Party | THIRD PARTY |  |  | FIRE HYDRANT | FIRE HYDRANT 23(MB-3-24GL-0423),ROAD 2A,ZONE-3,SBJ | SBJ-Z3-R2A-PLFH-0423 | FIRE HYDRANT | 4 | NAFFCO | 150-NFH(F) | [14 empty] | PPM-Third Party | 163
PPM-01759 | Third Party | Third Party | THIRD PARTY |  |  | FIRE HYDRANT | FIRE HYDRANT 17(MB-1-25GL-0417),ROAD 3 END,ROAD 3,ZONE-1,SBJ | SBJ-Z1-R03-PLFH-0417 | FIRE HYDRANT | 4 | NAFFCO | 150-NFH(F) | [14 empty] | PPM-Third Party | 164
PPM-01760 | Third Party | Third Party | THIRD PARTY |  |  | FIRE HYDRANT | FIRE HYDRANT 18(MB-1-25GL-0418),ROAD 3 & 04 JUNCTION,ROAD 3,ZONE-1,SBJ | SBJ-Z1-R03-PLFH-0418 | FIRE HYDRANT | 4 | NAFFCO | 150-NFH(F) | [14 empty] | PPM-Third Party | 165
PPM-01761 | Third Party | Third Party | THIRD PARTY |  |  | FIRE HYDRANT | FIRE HYDRANT 19(MB-Z1-R03GL-PLFH-0419),ROAD 3 END,ROAD 3,ZONE-1,SBJ | SBJ-Z1-R03-PLFH-0419 | FIRE HYDRANT | 4 | NAFFCO | 150-NFH(F) | [14 empty] | PPM-Third Party | 166
PPM-01762 | Third Party | Third Party | THIRD PARTY |  |  | FIRE HYDRANT | FIRE HYDRANT 20(MB-Z1-R03GL-PLFH-0420),ROAD 3 & 05 JUNCTION,ROAD 3,ZONE-1,SBJ | SBJ-Z1-R03-PLFH-0420 | FIRE HYDRANT | 4 | NAFFCO | 150-NFH(F) | [14 empty] | PPM-Third Party | 167
PPM-01763 | Third Party | Third Party | THIRD PARTY |  |  | FIRE HYDRANT | FIRE HYDRANT 21(MB-1-25GL-0421),ROAD 3,ZONE-1,SBJ | SBJ-Z1-R03-PLFH-0421 | FIRE HYDRANT | 4 | NAFFCO | 150-NFH(F) | [14 empty] | PPM-Third Party | 168
PPM-01764 | Third Party | Third Party | THIRD PARTY |  |  | FIRE HYDRANT | FIRE HYDRANT 22(MB-1-25GL-0422),ROAD 3,ZONE-1,SBJ | SBJ-Z1-R03-PLFH-0422 | FIRE HYDRANT | 4 | NAFFCO | 150-NFH(F) | [14 empty] | PPM-Third Party | 169
PPM-01765 | Third Party | Third Party | THIRD PARTY |  |  | FIRE HYDRANT | FIRE HYDRANT 11(MB-Z1-R04GL-PLFH-0411),ROAD 4,ZONE-1,SBJ | SBJ-Z1-R04-PLFH-0411 | FIRE HYDRANT | 4 | NAFFCO | 150-NFH(F) | [14 empty] | PPM-Third Party | 170
PPM-01766 | Third Party | Third Party | THIRD PARTY |  |  | FIRE HYDRANT | FIRE HYDRANT 12(MB-1-26GL-0412),ROAD 4 END,ROAD 4,ZONE-1,SBJ | SBJ-Z1-R04-PLFH-0412 | FIRE HYDRANT | 4 | NAFFCO | 150-NFH(F) | [14 empty] | PPM-Third Party | 171
PPM-01767 | Third Party | Third Party | THIRD PARTY |  |  | FIRE HYDRANT | FIRE HYDRANT 13(MB-1-27GL-0413),ROAD 5,ZONE-1,SBJ | SBJ-Z1-R05-PLFH-0413 | FIRE HYDRANT | 4 | NAFFCO | 150-NFH(F) | [14 empty] | PPM-Third Party | 172
PPM-01768 | Third Party | Third Party | THIRD PARTY |  |  | FIRE HYDRANT | FIRE HYDRANT 14(MB-Z1-R05GL-PLFH-0414),ROAD 5,ZONE-1,SBJ | SBJ-Z1-R05-PLFH-0414 | FIRE HYDRANT | 4 | NAFFCO | 150-NFH(F) | [14 empty] | PPM-Third Party | 173
PPM-01769 | Third Party | Third Party | THIRD PARTY |  |  | FIRE HYDRANT | FIRE HYDRANT 15(MB-1-27GL-0415),ROAD 5,ZONE-1,SBJ | SBJ-Z1-R05-PLFH-0415 | FIRE HYDRANT | 4 | NAFFCO | 150-NFH(F) | [14 empty] | PPM-Third Party | 174
PPM-01770 | Third Party | Third Party | THIRD PARTY |  |  | FIRE HYDRANT | FIRE HYDRANT 16(MB-1-27GL-0416),ROAD 5,ZONE-1,SBJ | SBJ-Z1-R05-PLFH-0416 | FIRE HYDRANT | 4 | NAFFCO | 150-NFH(F) | [14 empty] | PPM-Third Party | 175
PPM-01771 | Third Party | Third Party | THIRD PARTY |  |  | FIRE HYDRANT | FIRE HYDRANT 7(MB-2-28GL-0407),ROAD 6,ZONE-2,SBJ | SBJ-Z2-R06-PLFH-0407 | FIRE HYDRANT | 4 | NAFFCO | 150-NFH(F) | [14 empty] | PPM-Third Party | 176
PPM-01772 | Third Party | Third Party | THIRD PARTY |  |  | FIRE HYDRANT | FIRE HYDRANT 8(MB-2-28GL-0408),ROAD 6 & 07 JUNCTION,ROAD 6,ZONE-2,SBJ | SBJ-Z2-R06-PLFH-0408 | FIRE HYDRANT | 4 | NAFFCO | 150-NFH(F) | [14 empty] | PPM-Third Party | 177
PPM-01773 | Third Party | Third Party | THIRD PARTY |  |  | FIRE HYDRANT | FIRE HYDRANT 9(MB-2-28GL-0409),ROAD 6 END,ROAD 6,ZONE-2,SBJ | SBJ-Z2-R06-PLFH-0409 | FIRE HYDRANT | 4 | NAFFCO | 150-NFH(F) | [14 empty] | PPM-Third Party | 178
PPM-01774 | Third Party | Third Party | THIRD PARTY |  |  | FIRE HYDRANT | FIRE HYDRANT 10(MB-2-29GL-0410),ROAD 7,ZONE-2,SBJ | SBJ-Z2-R07-PLFH-0410 | FIRE HYDRANT | 4 | NAFFCO | 150-NFH(F) | [14 empty] | PPM-Third Party | 179
PPM-01775 | Third Party | Third Party | THIRD PARTY |  |  | FIRE HYDRANT | FIRE HYDRANT 30(MB-2-30GL-0430),ROAD 8,ZONE-2,SBJ | SBJ-Z2-R08-PLFH-0430 | FIRE HYDRANT | 4 | NAFFCO | 150-NFH(F) | [14 empty] | PPM-Third Party | 180
PPM-01776 | Third Party | Third Party | THIRD PARTY |  |  | FIRE HYDRANT | FIRE HYDRANT 31(MB-2-30GL-0431),ROAD 8,ZONE-2,SBJ | SBJ-Z2-R08-PLFH-0431 | FIRE HYDRANT | 4 | NAFFCO | 150-NFH(F) | [14 empty] | PPM-Third Party | 181
PPM-01777 | Third Party | Third Party | THIRD PARTY |  |  | FIRE HYDRANT | FIRE HYDRANT 32(MB-2-30GL-0432),ROAD 8,ZONE-2,SBJ | SBJ-Z2-R08-PLFH-0432 | FIRE HYDRANT | 4 | NAFFCO | 150-NFH(F) | [14 empty] | PPM-Third Party | 182
PPM-01778 | Third Party | Third Party | THIRD PARTY |  |  | FIRE HYDRANT | FIRE HYDRANT 43(MB-2-30GL-0443),ROAD 8,ZONE-2,SBJ | SBJ-Z2-R08-PLFH-0443 | FIRE HYDRANT | 4 | NAFFCO | 150-NFH(F) | [14 empty] | PPM-Third Party | 183
PPM-01779 | Third Party | Third Party | THIRD PARTY |  |  | FIRE HYDRANT | FIRE HYDRANT 44(MB-2-30GL-0444),ROAD 8,ZONE-2,SBJ | SBJ-Z2-R08-PLFH-0444 | FIRE HYDRANT | 4 | NAFFCO | 150-NFH(F) | [14 empty] | PPM-Third Party | 184
PPM-01780 | Third Party | Third Party | THIRD PARTY |  |  | FIRE HYDRANT | FIRE HYDRANT 45(MB-2-30GL-0445),ROAD 8,ZONE-2,SBJ | SBJ-Z2-R08-PLFH-0445 | FIRE HYDRANT | 4 | NAFFCO | 150-NFH(F) | [14 empty] | PPM-Third Party | 185
PPM-01781 | Third Party | Third Party | THIRD PARTY |  |  | FIRE HYDRANT | FIRE HYDRANT 46(MB-2-30GL-0446),ROAD 8,ZONE-2,SBJ | SBJ-Z2-R08-PLFH-0446 | FIRE HYDRANT | 4 | NAFFCO | 150-NFH(F) | [14 empty] | PPM-Third Party | 186
PPM-01782 | Third Party | Third Party | THIRD PARTY |  |  | FIRE HYDRANT | FIRE HYDRANT 47MB-Z3-R11GL-PLFH-0447,ROAD 11,ZONE-3,SBJ | SBJ-Z3-R11-PLFH-0447 | FIRE HYDRANT | 4 | NAFFCO | 150-NFH(F) | [14 empty] | PPM-Third Party | 187
PPM-01783 | Third Party | Third Party | THIRD PARTY |  |  | FIRE HYDRANT | FIRE HYDRANT 48MB-3-33GL-0448,ROAD 11,ZONE-3,SBJ | SBJ-Z3-R11-PLFH-0448 | FIRE HYDRANT | 4 | NAFFCO | 150-NFH(F) | [14 empty] | PPM-Third Party | 188
PPM-01784 | Third Party | Third Party | THIRD PARTY |  |  | FIRE HYDRANT | FIRE HYDRANT 49MB-3-33GL-0449,ROAD 11,ZONE-3,SBJ | SBJ-Z3-R11-PLFH-0449 | FIRE HYDRANT | 4 | NAFFCO | 150-NFH(F) | [14 empty] | PPM-Third Party | 189
PPM-01785 | Third Party | Third Party | THIRD PARTY |  |  | FIRE HYDRANT | FIRE HYDRANT 50MB-3-33GL-0450,ROAD 11,ZONE-3,SBJ | SBJ-Z3-R11-PLFH-0450 | FIRE HYDRANT | 4 | NAFFCO | 150-NFH(F) | [14 empty] | PPM-Third Party | 190
PPM-01786 | Third Party | Third Party | THIRD PARTY |  |  | FIRE HYDRANT | FIRE HYDRANT 51MB-3-33GL-0451,ROAD 11,ZONE-3,SBJ | SBJ-Z3-R11-PLFH-0451 | FIRE HYDRANT | 4 | NAFFCO | 150-NFH(F) | [14 empty] | PPM-Third Party | 191
PPM-01787 | Third Party | Third Party | THIRD PARTY |  |  | FIRE HYDRANT | FIRE HYDRANT 52MB-3-33GL-0452,ROAD 11,ZONE-3,SBJ | SBJ-Z3-R11-PLFH-0452 | FIRE HYDRANT | 4 | NAFFCO | 150-NFH(F) | [14 empty] | PPM-Third Party | 192
PPM-01788 | Third Party | Third Party | THIRD PARTY |  |  | FIRE HYDRANT | FIRE HYDRANT 53MB-3-33GL-0453,ROAD 11,ZONE-3,SBJ | SBJ-Z3-R11-PLFH-0453 | FIRE HYDRANT | 4 | NAFFCO | 150-NFH(F) | [14 empty] | PPM-Third Party | 193
PPM-01789 | Third Party | Third Party | THIRD PARTY |  |  | FIRE HYDRANT | FIRE HYDRANT 54MB-3-33GL-0454,ROAD 11,ZONE-3,SBJ | SBJ-Z3-R11-PLFH-0454 | FIRE HYDRANT | 4 | NAFFCO | 150-NFH(F) | [14 empty] | PPM-Third Party | 194
PPM-01790 | Third Party | Third Party | THIRD PARTY |  |  | FIRE HYDRANT | FIRE HYDRANT 55MB-Z3-R11-GL-PLFH-0455,ROAD 11,ZONE-3,SBJ | SBJ-Z3-R11-PLFH-0455 | FIRE HYDRANT | 4 | NAFFCO | 150-NFH(F) | [14 empty] | PPM-Third Party | 195
PPM-01791 | Third Party | Third Party | THIRD PARTY |  |  | FIRE HYDRANT | FIRE HYDRANT 56MB-Z3-R11-GL-PLFH-0456,ROAD 11,ZONE-3,SBJ | SBJ-Z3-R11-PLFH-0456 | FIRE HYDRANT | 4 | NAFFCO | 150-NFH(F) | [14 empty] | PPM-Third Party | 196
PPM-01792 | Third Party | Third Party | THIRD PARTY |  |  | FIRE HYDRANT | FIRE HYDRANT 457(),ROAD 11,ZONE-3,SBJ | SBJ-Z3-R11-PLFH-0457 | FIRE HYDRANT | 4 | NAFFCO | 150-NFH(F) | [14 empty] | PPM-Third Party | 197
PPM-01793 | Third Party | Third Party | THIRD PARTY |  |  | FIRE HYDRANT | FIRE HYDRANT 458(),ROAD 11,ZONE-3,SBJ | SBJ-Z3-R11-PLFH-0458 | FIRE HYDRANT | 4 | NAFFCO | 150-NFH(F) | [14 empty] | PPM-Third Party | 198
PPM-01794 | Third Party | Third Party | THIRD PARTY |  |  | FIRE HYDRANT | FIRE HYDRANT 459(),ROAD 11,ZONE-3,SBJ | SBJ-Z3-R11-PLFH-0459 | FIRE HYDRANT | 4 | NAFFCO | 150-NFH(F) | [14 empty] | PPM-Third Party | 199
PPM-01795 | Third Party | Third Party | THIRD PARTY |  |  | FIRE HYDRANT | FIRE HYDRANT 460(),ROAD 11,ZONE-3,SBJ | SBJ-Z3-R11-PLFH-0460 | FIRE HYDRANT | 4 | NAFFCO | 150-NFH(F) | [14 empty] | PPM-Third Party | 200
PPM-01796 | Third Party | Third Party | THIRD PARTY |  |  | FIRE HYDRANT | FIRE HYDRANT 461(),ROAD 11,ZONE-3,SBJ | SBJ-Z3-R11-PLFH-0461 | FIRE HYDRANT | 4 | NAFFCO | 150-NFH(F) | [14 empty] | PPM-Third Party | 201
PPM-01797 | Third Party | Third Party | THIRD PARTY |  |  | FIRE HYDRANT | FIRE HYDRANT 462(),ROAD 11,ZONE-3,SBJ | SBJ-Z3-R11-PLFH-0462 | FIRE HYDRANT | 4 | NAFFCO | 150-NFH(F) | [14 empty] | PPM-Third Party | 202
PPM-01798 | Third Party | Third Party | THIRD PARTY |  |  | FIRE HYDRANT | FIRE HYDRANT 463(),ROAD 11,ZONE-3,SBJ | SBJ-Z3-R11-PLFH-0463 | FIRE HYDRANT | 4 | NAFFCO | 150-NFH(F) | [14 empty] | PPM-Third Party | 203
PPM-01799 | Third Party | Third Party | THIRD PARTY |  |  | FIRE HYDRANT | FIRE HYDRANT 464(),ROAD 11,ZONE-3,SBJ | SBJ-Z3-R11-PLFH-0464 | FIRE HYDRANT | 4 | NAFFCO | 150-NFH(F) | [14 empty] | PPM-Third Party | 204
PPM-01800 | Third Party | Third Party | THIRD PARTY |  |  | FIRE HYDRANT | FIRE HYDRANT 465(),ROAD 11,ZONE-3,SBJ | SBJ-Z3-R11-PLFH-0465 | FIRE HYDRANT | 4 | NAFFCO | 150-NFH(F) | [14 empty] | PPM-Third Party | 205
PPM-01801 | Third Party | Third Party | THIRD PARTY |  |  | FIRE HYDRANT | FIRE HYDRANT 466(),ROAD 11,ZONE-3,SBJ | SBJ-Z3-R11-PLFH-0466 | FIRE HYDRANT | 4 | NAFFCO | 150-NFH(F) | [14 empty] | PPM-Third Party | 206
PPM-01802 | Third Party | Third Party | THIRD PARTY |  |  | FIRE HYDRANT | FIRE HYDRANT 467(),PUMPING STATION,PS-4,ROAD 11,ZONE-3,SBJ | SBJ-Z3-R11-PLFH-0467 | FIRE HYDRANT | 4 | NAFFCO | 150-NFH(F) | [14 empty] | PPM-Third Party | 207
PPM-01803 | Third Party | Third Party | THIRD PARTY |  |  | FIRE HYDRANT | FIRE HYDRANT 468(),PUMPING STATION,PS-4,ROAD 11,ZONE-3,SBJ | SBJ-Z3-R11-PLFH-0468 | FIRE HYDRANT | 4 | NAFFCO | 150-NFH(F) | [14 empty] | PPM-Third Party | 208
PPM-01804 | Third Party | Third Party | THIRD PARTY |  |  | FIRE HYDRANT | FIRE HYDRANT 33(MB-5-34GL-0433),ROAD 12,ZONE-5,SBJ | SBJ-Z5-R12-PLFH-0433 | FIRE HYDRANT | 4 | NAFFCO | 150-NFH(F) | [14 empty] | PPM-Third Party | 209
PPM-01805 | Third Party | Third Party | THIRD PARTY |  |  | FIRE HYDRANT | FIRE HYDRANT 34(MB-5-34GL-0434),ROAD 12 END,ROAD 12,ZONE-5,SBJ | SBJ-Z5-R12-PLFH-0434 | FIRE HYDRANT | 4 | NAFFCO | 150-NFH(F) | [14 empty] | PPM-Third Party | 210
PPM-01806 | Third Party | Third Party | THIRD PARTY |  |  | FIRE HYDRANT | FIRE HYDRANT 35(MB-5-35GL-0435),ROAD 13,ZONE-5,SBJ | SBJ-Z5-R13-PLFH-0435 | FIRE HYDRANT | 4 | NAFFCO | 150-NFH(F) | [14 empty] | PPM-Third Party | 211
PPM-01807 | Third Party | Third Party | THIRD PARTY |  |  | FIRE HYDRANT | FIRE HYDRANT 36(MB-5-36GL-0436),ROAD 14,ROAD 14,ZONE-5,SBJ | SBJ-Z5-R14-PLFH-0436 | FIRE HYDRANT | 4 | NAFFCO | 150-NFH(F) | [14 empty] | PPM-Third Party | 212
PPM-01808 | Third Party | Third Party | THIRD PARTY |  |  | FIRE HYDRANT | FIRE HYDRANT 37(MB-5-37GL-0437),ROAD 15,ROAD 15,ZONE-5,SBJ | SBJ-Z5-R15-PLFH-0437 | FIRE HYDRANT | 4 | NAFFCO | 150-NFH(F) | [14 empty] | PPM-Third Party | 213
PPM-01809 | Third Party | Third Party | THIRD PARTY |  |  | FIRE HYDRANT | FIRE HYDRANT 38(MB-5R-16GL-PLFH-0438),ROAD 16,ROAD 16,ZONE-5,SBJ | SBJ-Z5-R16-PLFH-0438 | FIRE HYDRANT | 4 | NAFFCO | 150-NFH(F) | [14 empty] | PPM-Third Party | 214
PPM-01810 | Third Party | Third Party | THIRD PARTY |  |  | STREET LIGHTS | ZONE-1,SBJ | SBJ-Z1-SL | STREET LIGHTS | 3 | [16 empty] | PPM-Third Party | 215
PPM-01811 | Third Party | Third Party | THIRD PARTY |  |  | STREET LIGHTS | ZONE-2,SBJ | SBJ-Z2-SL | STREET LIGHTS | 3 | [16 empty] | PPM-Third Party | 216
PPM-01812 | Third Party | Third Party | THIRD PARTY |  |  | STREET LIGHTS | ZONE-3,SBJ | SBJ-Z3-SL | STREET LIGHTS | 3 | [16 empty] | PPM-Third Party | 217
PPM-01813 | Third Party | Third Party | THIRD PARTY |  |  | STREET LIGHTS | ZONE-5,SBJ | SBJ-Z5-SL | STREET LIGHTS | 3 | [16 empty] | PPM-Third Party | 218
PPM-01814 | Third Party | Third Party | THIRD PARTY |  |  | STREET LIGHTS | ZONE-8,SBJ | SBJ-Z8-SL | STREET LIGHTS | 3 | [16 empty] | PPM-Third Party | 219
PPM-01815 | Third Party | Third Party | THIRD PARTY |  |  | MAIN FIRE PUMP | MAIN FIRE PUMP(MB-1-11GF-0356),FIRE PUMP ROOM,ZONE 1,SBJ | SBJ-Z1-FPR-MFP | FIRE PUMP ROOM | 1 | NAFFCO | NF-4VTP22 | [14 empty] | PPM-Third Party | 220
PPM-01816 | Third Party | Third Party | THIRD PARTY |  |  | DIESEL FIRE PUMP | DIESEL FIRE PUMP(MB-1-11GF-0357),FIRE PUMP ROOM,ZONE 1,SBJ | SBJ-Z1-FPR-DFP | FIRE PUMP ROOM | 1 | NAFFCO | NF-4VTP22 | [14 empty] | PPM-Third Party | 221
PPM-01817 | Third Party | Third Party | THIRD PARTY |  |  | JOCKEY FIRE PUMP | JOCKEY FIRE PUMP(MB-1-11GF-0358),FIRE PUMP ROOM,ZONE 1,SBJ | SBJ-Z1-FPR-JFP | FIRE PUMP ROOM | 1 | JOSLYN PUMPS | JVS4-100 | [14 empty] | PPM-Third Party | 222
PPM-01818 | Third Party | Third Party | THIRD PARTY |  |  | GATE BARRIER | PARKING,FM BUILDING,ZONE 1,SBJ | SBJ-Z1-FM-BAR | FM BUILDING | 2 | [16 empty] | PPM-Third Party | 223
PPM-01819 | Third Party | Third Party | THIRD PARTY |  |  | FIRE ALARM PANEL | FIRE ALARM PANEL(MB-ZA-FMBGBF-ELFA),ELECTRICAL ROOM,GROUND FLOOR,FM BUILDING,ZONE 1,SBJ | SBJ-Z1-FM-GF-EL-FACP | FM BUILDING | 1 | HONEYWELL | [15 empty] | PPM-Third Party | 224
PPM-01820 | Third Party | Third Party | THIRD PARTY |  |  | ELECTRIC FIRE PUMP CONTROLER | ELECTRIC FIRE PUMP CONTROLER(MB-1-1GF-0147),FIRE PUMP ROOM,GROUND FLOOR,FM BUILDING,ZONE 1,SBJ | SBJ-Z1-FM-GF-FPR-EFP | FM BUILDING | 1 | NAFFCO | NFY-SDM1-380-4050 | [14 empty] | PPM-Third Party | 225
PPM-01821 | Third Party | Third Party | THIRD PARTY |  |  | DIESEL FIRE PUMP CONTROLER | DIESEL FIRE PUMP CONTROLER(MB-1-1GF-0148),FIRE PUMP ROOM,GROUND FLOOR,FM BUILDING,ZONE 1,SBJ | SBJ-Z1-FM-GF-FPR-DPC | FM BUILDING | 1 | NAFFCO | NFY-JD01 | [14 empty] | PPM-Third Party | 226
PPM-01822 | Third Party | Third Party | THIRD PARTY |  |  | FIRE PUMP CONTROLER | FIRE PUMP CONTROLER(MB-1-1GF-0149),FIRE PUMP ROOM,GROUND FLOOR,FM BUILDING,ZONE 1,SBJ | SBJ-Z1-FM-GF-FPR-FPC | FM BUILDING | 1 | NAFFCO | NFY-JD01 | [14 empty] | PPM-Third Party | 227
PPM-01823 | Third Party | Third Party | THIRD PARTY |  |  | AIR COOLED CHILLER | CHILLER-1(MB-Z1-MBRF-HVACC-1497),ROOFTOP,FM BUILDING,ZONE 1,SBJ | SBJ-Z1-FM-RT-CHL1 | FM BUILDING | 1 | YORK | YCAL0056EE50X | [14 empty] | PPM-Third Party | 228
PPM-01824 | Third Party | Third Party | THIRD PARTY |  |  | AIR COOLED CHILLER | CHILLER-2(MB-Z1-MBRF-HVACC-1498),ROOFTOP,FM BUILDING,ZONE 1,SBJ | SBJ-Z1-FM-RT-CHL2 | FM BUILDING | 1 | YORK | YCAL0056EE50X | [14 empty] | PPM-Third Party | 229
PPM-01825 | Third Party | Third Party | THIRD PARTY |  |  | AIR COOLED CHILLER | AIR COOLED CHILLER-1,ROOFTPOP,CIF BUILDING,ZONE-1,SBJ | SBJ-Z1-CIF-RF-CH1 | CIF BUILDING | 1 | [16 empty] | PPM-Third Party | 230
PPM-01826 | Third Party | Third Party | THIRD PARTY |  |  | AIR COOLED CHILLER | AIR COOLED CHILLER,B1-RF-CHILLER-01(MB-1-MBRFB1-0524),ROOF,ACCOMMODATION BLOCK (B-1),ZONE-1,SBJ | SBJ-Z1-B1-RF-CH-0524 | BI BUILDING | 1 | YORK | YCAL0046 | [14 empty] | PPM-Third Party | 231
PPM-01827 | Third Party | Third Party | THIRD PARTY |  |  | AIR COOLED CHILLER | AIR COOLED CHILLER,B1-RF-CHILLER-02(MB-1-MBRFB1-0525),ROOF,ACCOMMODATION BLOCK (B-1),ZONE-1,SBJ | SBJ-Z1-B1-RF-CH-0525 | BI BUILDING | 1 | YORK | YCAL0046 | [14 empty] | PPM-Third Party | 232
PPM-01828 | Third Party | Third Party | THIRD PARTY |  |  | BMS | BMS SYSTEM PRESSURE - BOOSTER PUMP,ACCOMMODATION BLOCK (B-1),ZONE-1,SBJ | SBJ-Z1-B1-BMS | BI BUILDING | 1 | [7 empty] | 30/6/1900 | 29/12/1900 | 29/6/1901 | [5 empty] | 1901-06-29 | PPM-Third Party | 233
PPM-01829 | Third Party | Third Party | THIRD PARTY |  |  | AIR COOLED CHILLER | AIR COOLED CHILLER,B2-RF-CHILLER-01(MB-1-MBRFB2-0561),ROOF,ACCOMMODATION BLOCK (B-2),ZONE-1,SBJ | SBJ-Z1-B2-RF-CH-0561 | B2 BUILDING | 1 | YORK | YCAL0046 | [14 empty] | PPM-Third Party | 234
PPM-01830 | Third Party | Third Party | THIRD PARTY |  |  | AIR COOLED CHILLER | AIR COOLED CHILLER,B2-RF-CHILLER-02(MB-1-MBRFB2-0562),ROOF,ACCOMMODATION BLOCK (B-2),ZONE-1,SBJ | SBJ-Z1-B2-RF-CH-0562 | B2 BUILDING | 1 | YORK | YCAL0046 | [14 empty] | PPM-Third Party | 235
PPM-01831 | Third Party | Third Party | THIRD PARTY |  |  | BMS | BMS SYSTEM PRESSURE - BOOSTER PUMP,ACCOMMODATION BLOCK (B-2),ZONE-1,SBJ | SBJ-Z1-B2-BMS | B2 BUILDING | 1 | [7 empty] | 30/6/1900 | 29/12/1900 | 29/6/1901 | [5 empty] | 1901-06-29 | PPM-Third Party | 236
PPM-01832 | Third Party | Third Party | THIRD PARTY |  |  | AIR COOLED CHILLER | AIR COOLED CHILLER,B3-RF-CHILLER-1MB-1-MBRFB3-0587,ROOF,ACCOMMODATION BLOCK (B-3),ZONE-1,SBJ | SBJ-Z1-B3-RF-CH-0587 | B3 BUILDING | 1 | YORK | YCAL0033 | [14 empty] | PPM-Third Party | 237
PPM-01833 | Third Party | Third Party | THIRD PARTY |  |  | AIR COOLED CHILLER | AIR COOLED CHILLER,B3-RF-CHILLER-2MB-1-MBRFB3-0588,ROOF,ACCOMMODATION BLOCK (B-3),ZONE-1,SBJ | SBJ-Z1-B3-RF-CH-0588 | B3 BUILDING | 1 | YORK | YCAL0033 | [14 empty] | PPM-Third Party | 238
PPM-01834 | Third Party | Third Party | THIRD PARTY |  |  | BMS | BMS SYSTEM PRESSURE - BOOSTER PUMP,ACCOMMODATION BLOCK (B-3),ZONE-1,SBJ | SBJ-Z1-B3-BMS | B3 BUILDING | 2 | [7 empty] | 30/6/1900 | 29/12/1900 | 29/6/1901 | [5 empty] | 1901-06-29 | PPM-Third Party | 239
PPM-01835 | Third Party | Third Party | THIRD PARTY |  |  | AIR COOLED CHILLER | AIR COOLED CHILLER,B4-RF-CHILLER-1(MB-1-MBRFB4-0613),ROOFTOP,ACCOMMODATION BLOCK (B-4),ZONE-1,SBJ | SBJ-Z1-B4-RF-CH-0613 | B4 BUILDING | 1 | YORK | YCAL0033 | [14 empty] | PPM-Third Party | 240
PPM-01836 | Third Party | Third Party | THIRD PARTY |  |  | AIR COOLED CHILLER | AIR COOLED CHILLER,B4-RF-CHILLER-2(MB-1-MBRFB4-0614),ROOFTOP,ACCOMMODATION BLOCK (B-4),ZONE-1,SBJ | SBJ-Z1-B4-RF-CH-0614 | B4 BUILDING | 1 | YORK | YCAL0033 | [14 empty] | PPM-Third Party | 241
PPM-01837 | Third Party | Third Party | THIRD PARTY |  |  | BMS | BMS SYSTEM PRESSURE - BOOSTER PUMP,ACCOMMODATION BLOCK (B-4),ZONE-1,SBJ | SBJ-Z1-B4-BMS | B4 BUILDING | 2 | [7 empty] | 30/6/1900 | 29/12/1900 | 29/6/1901 | [5 empty] | 1901-06-29 | PPM-Third Party | 242
PPM-01838 | Third Party | Third Party | THIRD PARTY |  |  | BMS | BMS SYSTEM PRESSURE - BOOSTER PUMP,ACCOMMODATION BLOCK (B-5),ZONE-1,SBJ | SBJ-Z1-B5-BMS | B5 BUILDING | 1 | [7 empty] | 30/6/1900 | 29/12/1900 | 29/6/1901 | [5 empty] | 1901-06-29 | PPM-Third Party | 243
PPM-01839 | Third Party | Third Party | THIRD PARTY |  |  | AIR COOLED CHILLER | AIR COOLED CHILLER,B6-RF-CHILLER-01(MB-1-MBRFB6-0693),ROOF,ACCOMMODATION BLOCK (B-6),ZONE-1,SBJ | SBJ-Z1-B6-RF-CH-0693 | B6 BUILDING | 1 | YORK | YCAL0052EE50X | [14 empty] | PPM-Third Party | 244
PPM-01840 | Third Party | Third Party | THIRD PARTY |  |  | AIR COOLED CHILLER | AIR COOLED CHILLER,B6-RF-CHILLER-02(MB-1-MBRFB6-0694),ROOF,ACCOMMODATION BLOCK (B-6),ZONE-1,SBJ | SBJ-Z1-B6-RF-CH-0694 | B6 BUILDING | 1 | YORK | YCAL0052EE50X | [14 empty] | PPM-Third Party | 245
PPM-01841 | Third Party | Third Party | THIRD PARTY |  |  | BMS | BMS SYSTEM PRESSURE - BOOSTER PUMP,ACCOMMODATION BLOCK (B-6),ZONE-1,SBJ | SBJ-Z1-B6-BMS | B6 BUILDING | 1 | [7 empty] | 30/6/1900 | 29/12/1900 | 29/6/1901 | [5 empty] | 1901-06-29 | PPM-Third Party | 246
PPM-01842 | Third Party | Third Party | THIRD PARTY |  |  | AIR COOLED CHILLER | AIR COOLED CHILLER,B7-RF-CHILLER-01(MB-1-MBRFB7-0736),ROOFTOP,ACCOMMODATION BLOCK (B-7),ZONE-1,SBJ | SBJ-Z1-B7-RF-CH-0736 | B7 BUILDING | 1 | YORK | YCAL0052EE50X | [14 empty] | PPM-Third Party | 247
PPM-01843 | Third Party | Third Party | THIRD PARTY |  |  | AIR COOLED CHILLER | AIR COOLED CHILLER,B7-RF-CHILLER-02(MB-1-MBRFB7-0737),ROOFTOP,ACCOMMODATION BLOCK (B-7),ZONE-1,SBJ | SBJ-Z1-B7-RF-CH-0737 | B7 BUILDING | 1 | YORK | YCAL0052EE50X | [14 empty] | PPM-Third Party | 248
PPM-01844 | Third Party | Third Party | THIRD PARTY |  |  | BMS | BMS SYSTEM PRESSURE - BOOSTER PUMP,ACCOMMODATION BLOCK (B-7),ZONE-1,SBJ | SBJ-Z1-B7-BMS | B7 BUILDING | 1 | [7 empty] | 30/6/1900 | 29/12/1900 | 29/6/1901 | [5 empty] | 1901-06-29 | PPM-Third Party | 249
PPM-01845 | Third Party | Third Party | THIRD PARTY |  |  | AIR COOLED CHILLER | AIR COOLED CHILLER,B8-RF-CHILLER-01(MB-1-MBRFB8-0779),ROOFTOP,ACCOMMODATION BLOCK (B-8),ZONE-1,SBJ | SBJ-Z1-B8-RF-CH-0779 | B8 BUILDING | 1 | YORK | YCAL0052EE50X | [14 empty] | PPM-Third Party | 250
PPM-01846 | Third Party | Third Party | THIRD PARTY |  |  | AIR COOLED CHILLER | AIR COOLED CHILLER,B8-RF-CHILLER-02(MB-1-MBRFB8-0780),ROOFTOP,ACCOMMODATION BLOCK (B-8),ZONE-1,SBJ | SBJ-Z1-B8-RF-CH-0780 | B8 BUILDING | 1 | YORK | YCAL0052EE50X | [14 empty] | PPM-Third Party | 251
PPM-01847 | Third Party | Third Party | THIRD PARTY |  |  | BMS | BMS SYSTEM PRESSURE - BOOSTER PUMP,ACCOMMODATION BLOCK (B-8),ZONE-1,SBJ | SBJ-Z1-B8-BMS | B8 BUILDING | 1 | [7 empty] | 30/6/1900 | 29/12/1900 | 29/6/1901 | [5 empty] | 1901-06-29 | PPM-Third Party | 252
PPM-01848 | Third Party | Third Party | THIRD PARTY |  |  | VRV INDOOR UNIT | VRV INDOOR(MB-2-2GF-0106),COMMON AREA,EXPERIENCE / SALES CENTRE, ZONE 2,SBJ | SBJ-Z2-ESC-GF-VRI1 | EXPERIENCE / SALES CENTER | 1 | Daikin | FXSQ100A2VEB | Working |  |  |  |  | 30/6/1900 | 29/12/1900 | 29/6/1901 | [5 empty] | 1901-06-29 | PPM-Third Party | 253
PPM-01849 | Third Party | Third Party | THIRD PARTY |  |  | VRV INDOOR UNIT | VRV INDOOR(MB-2-2GF-0107),COMMON AREA,EXPERIENCE / SALES CENTRE, ZONE 2,SBJ | SBJ-Z2-ESC-GF-VRI2 | EXPERIENCE / SALES CENTER | 1 | Daikin | FXSQ100A2VEB | Working |  |  |  |  | 30/6/1900 | 29/12/1900 | 29/6/1901 | [5 empty] | 1901-06-29 | PPM-Third Party | 254
PPM-01850 | Third Party | Third Party | THIRD PARTY |  |  | VRV INDOOR UNIT | VRV INDOOR(MB-2-2GF-0108),COMMON AREA,EXPERIENCE / SALES CENTRE, ZONE 2,SBJ | SBJ-Z2-ESC-GF-VRI3 | EXPERIENCE / SALES CENTER | 1 | Daikin | FXSQ100A2VEB | Working |  |  |  |  | 30/6/1900 | 29/12/1900 | 29/6/1901 | [5 empty] | 1901-06-29 | PPM-Third Party | 255
PPM-01851 | Third Party | Third Party | THIRD PARTY |  |  | VRV INDOOR UNIT | VRV INDOOR(MB-2-2GF-0109),CAFETERIA,EXPERIENCE / SALES CENTRE, ZONE 2,SBJ | SBJ-Z2-ESC-GF-VRI4 | EXPERIENCE / SALES CENTER | 1 | Daikin | FXSQ100A2VEB | Working |  |  |  |  | 30/6/1900 | 29/12/1900 | 29/6/1901 | [5 empty] | 1901-06-29 | PPM-Third Party | 256
PPM-01852 | Third Party | Third Party | THIRD PARTY |  |  | FACP | FIRE ALARM PANEL(MB-Z2-SCEGF-ELFA-0785),RECEPTION,GROUND FLOOR,EXPERIENCE / SALES CENTRE, ZONE 2,SBJ | SBJ-Z2-ESC-GF-RCP-FACP | EXPERIENCE / SALES CENTER | 1 | MINERVA | - | Working | [13 empty] | PPM-Third Party | 257
PPM-01853 | Third Party | Third Party | THIRD PARTY |  |  | VRV INDOOR UNIT | VRV INDOOR(MB-2-2GF-0110),RECEPTION,EXPERIENCE / SALES CENTRE, ZONE 2,SBJ | SBJ-Z2-ESC-GF-RCP-VRI5 | EXPERIENCE / SALES CENTER | 1 | Daikin | FXSQ140A2VEB | Working |  |  |  |  | 30/6/1900 | 29/12/1900 | 29/6/1901 | [5 empty] | 1901-06-29 | PPM-Third Party | 258
PPM-01854 | Third Party | Third Party | THIRD PARTY |  |  | VRV OUTDOOR UNIT | VRV OUTDOOR(MB-Z2-SCEGF-HVRV0-0117),EXTERNAL AREA,EXPERIENCE / SALES CENTRE, ZONE 2,SBJ | SBJ-Z2-ESC-EXT-VRO1 | EXPERIENCE / SALES CENTER | 1 | Daikin | RXYTQ8T7YE | Working |  |  |  |  | 30/6/1900 | 29/12/1900 | 29/6/1901 | [5 empty] | 1901-06-29 | PPM-Third Party | 259
PPM-01855 | Third Party | Third Party | THIRD PARTY |  |  | VRV OUTDOOR UNIT | VRV OUTDOOR(MB-Z2-SCEGF-HVRV0-0118),EXTERNAL AREA,EXPERIENCE / SALES CENTRE, ZONE 2,SBJ | SBJ-Z2-ESC-EXT-VRO2 | EXPERIENCE / SALES CENTER | 1 | Daikin | RXYTQ8T7YE | Working |  |  |  |  | 30/6/1900 | 29/12/1900 | 29/6/1901 | [5 empty] | 1901-06-29 | PPM-Third Party | 260
PPM-01856 | Third Party | Third Party | THIRD PARTY |  |  | VRV OUTDOOR UNIT | VRV OUTDOOR(MB-Z2-SCEGF-HVRV0-0119),EXTERNAL AREA,EXPERIENCE / SALES CENTRE, ZONE 2,SBJ | SBJ-Z2-ESC-EXT-VRO3 | EXPERIENCE / SALES CENTER | 1 | Daikin | RXYTQ8T7YE | Working |  |  |  |  | 30/6/1900 | 29/12/1900 | 29/6/1901 | [5 empty] | 1901-06-29 | PPM-Third Party | 261
PPM-01857 | Third Party | Third Party | THIRD PARTY |  |  | VRV OUTDOOR UNIT | VRV OUTDOOR(MB-Z2-SCEGF-HVRV0-0120),EXTERNAL AREA,EXPERIENCE / SALES CENTRE, ZONE 2,SBJ | SBJ-Z2-ESC-EXT-VRO4 | EXPERIENCE / SALES CENTER | 1 | Daikin | RXYTQ10T7YE | Working |  |  |  |  | 30/6/1900 | 29/12/1900 | 29/6/1901 | [5 empty] | 1901-06-29 | PPM-Third Party | 262
PPM-01858 | Third Party | Third Party | THIRD PARTY |  |  | VRV OUTDOOR UNIT | VRV OUTDOOR(MB-Z2-SCEGF-HVRV0-0121),EXTERNAL AREA,EXPERIENCE / SALES CENTRE, ZONE 2,SBJ | SBJ-Z2-ESC-EXT-VRO5 | EXPERIENCE / SALES CENTER | 1 | Daikin | RXYTQ10T7YE | Working |  |  |  |  | 30/6/1900 | 29/12/1900 | 29/6/1901 | [5 empty] | 1901-06-29 | PPM-Third Party | 263
PPM-01859 | Third Party | Third Party | THIRD PARTY |  |  | VRV INDOOR UNIT | VRV INDOOR(MB-2-2FF-0111),FIRST FLOOR,EXPERIENCE / SALES CENTRE, ZONE 2,SBJ | SBJ-Z2-ESC-FF-VRI1 | EXPERIENCE / SALES CENTER | 1 | Daikin | FXSQ140A2VEB | Working |  |  |  |  | 30/6/1900 | 29/12/1900 | 29/6/1901 | [5 empty] | 1901-06-29 | PPM-Third Party | 264
PPM-01860 | Third Party | Third Party | THIRD PARTY |  |  | VRV INDOOR UNIT | VRV INDOOR(MB-2-2FF-0112),FIRST FLOOR,EXPERIENCE / SALES CENTRE, ZONE 2,SBJ | SBJ-Z2-ESC-FF-VRI2 | EXPERIENCE / SALES CENTER | 1 | Daikin | FXSQ125A2VEB | Working |  |  |  |  | 30/6/1900 | 29/12/1900 | 29/6/1901 | [5 empty] | 1901-06-29 | PPM-Third Party | 265
PPM-01861 | Third Party | Third Party | THIRD PARTY |  |  | VRV INDOOR UNIT | VRV INDOOR(MB-2-2FF-0113),FIRST FLOOR,EXPERIENCE / SALES CENTRE, ZONE 2,SBJ | SBJ-Z2-ESC-FF-VRI3 | EXPERIENCE / SALES CENTER | 1 | Daikin | FXSQ125A2VEB | Working |  |  |  |  | 30/6/1900 | 29/12/1900 | 29/6/1901 | [5 empty] | 1901-06-29 | PPM-Third Party | 266
PPM-01862 | Third Party | Third Party | THIRD PARTY |  |  | VRV INDOOR UNIT | VRV INDOOR(MB-2-2FF-0114),CABIN OFFICE,FIRST FLOOR,EXPERIENCE / SALES CENTRE, ZONE 2,SBJ | SBJ-Z2-ESC-FF-CO-VRI4 | EXPERIENCE / SALES CENTER | 1 | Daikin | FXSQ63A2VEB | Working |  |  |  |  | 30/6/1900 | 29/12/1900 | 29/6/1901 | [5 empty] | 1901-06-29 | PPM-Third Party | 267
PPM-01863 | Third Party | Third Party | THIRD PARTY |  |  | VRV INDOOR UNIT | VRV INDOOR(MB-2-2FF-0115),CABIN OFFICE,FIRST FLOOR,EXPERIENCE / SALES CENTRE, ZONE 2,SBJ | SBJ-Z2-ESC-FF-CO-VRI5 | EXPERIENCE / SALES CENTER | 1 | Daikin | FXDP25A2VEB | Working |  |  |  |  | 30/6/1900 | 29/12/1900 | 29/6/1901 | [5 empty] | 1901-06-29 | PPM-Third Party | 268
PPM-01864 | Third Party | Third Party | THIRD PARTY |  |  | VRV INDOOR UNIT | VRV INDOOR(MB-2-2FF-0116),CABIN OFFICE,FIRST FLOOR,EXPERIENCE / SALES CENTRE, ZONE 2,SBJ | SBJ-Z2-ESC-FF-CO-VRI6 | EXPERIENCE / SALES CENTER | 1 | Daikin | FXDQ25A2VEB | Working |  |  |  |  | 30/6/1900 | 29/12/1900 | 29/6/1901 | [5 empty] | 1901-06-29 | PPM-Third Party | 269
PPM-01865 | Third Party | Third Party | THIRD PARTY |  |  | ELEVATOR | ELEVATOR,LIFT,VILLAGE SQUARE,ZONE-2,SBJ | SBJ-Z2-VS-LF-ELELV | VILLAGE SQUARE | 1 |  |  | Working | [13 empty] | PPM-Third Party | 270
PPM-01866 | Third Party | Third Party | THIRD PARTY |  |  | FIRE FIGHTING PUMP | FIRE FIGHTING PUMP,PUMP ROOM,VILLAGE SQUARE,ZONE-2,SBJ | SBJ-Z2-VS-PPR-FFP | VILLAGE SQUARE | 1 |  |  | Not working | [13 empty] | PPM-Third Party | 271
PPM-01867 | Third Party | Third Party | THIRD PARTY |  |  | DIESEL FIRE PUMP | DIESEL ENGINE,PUMP ROOM,VILLAGE SQUARE,ZONE-2,SBJ | SBJ-Z2-VS-PPR-DEN | VILLAGE SQUARE | 1 |  |  | Not working | [13 empty] | PPM-Third Party | 272
PPM-01868 | Third Party | Third Party | THIRD PARTY |  |  | ELEVATOR | ELEVATOR,BUILDING D-75,ZONE 3A(ZAHA),SBJ | SBJ-Z3A-B75-ELV | BUILDING D75 | 1 | KONE |  | Working | [13 empty] | PPM-Third Party | 273
PPM-01869 | Third Party | Third Party | THIRD PARTY |  |  | ACCESS DOORS | ACCESS DOORS,MB-Z3-D75GF-CVLAD-2759,ENTRANCE,GROUND FLOOR,BUILDING D-75,ZONE 3A(ZAHA),SBJ | SBJ-Z3A-B75-GF-ENT-CVLAD-2759 | BUILDING D75 | 1 |  |  | Working | [13 empty] | PPM-Third Party | 274
PPM-01870 | Third Party | Third Party | THIRD PARTY |  |  | ELEVATOR | ELEVATOR,MB-Z3-APTAF-ELELV-0467,BUILDING D-74,ZONE 3A(ZAHA),SBJ | SBJ-Z3A-B74-GF-ELELV-0467 | BUILDING D74 | 1 | KONE |  | Working | [13 empty] | PPM-Third Party | 275
PPM-01871 | Third Party | Third Party | THIRD PARTY |  |  | ACCESS DOORS | ENTRANCE,GROUND FLOOR,BUILDING D-74,ZONE 3A(ZAHA),SBJ | SBJ-Z3A-B74-GF-ENT-CVLAD-2758 | BUILDING D74 | 1 |  |  | Working | [13 empty] | PPM-Third Party | 276
PPM-01872 | Third Party | Third Party | THIRD PARTY |  |  | ELEVATOR | ELEVATOR,MB-Z3-APTAF-ELELV-0468,BUILDING D-44,ZONE 3A(ZAHA),SBJ | SBJ-Z3A-B44-GF-ELELV-0468 | BUILDING D44 | 1 | KONE |  | Working | [13 empty] | PPM-Third Party | 277
PPM-01873 | Third Party | Third Party | THIRD PARTY |  |  | ACCESS DOORS | ACCESS DOORS,MB-Z3-D44GF-CVLAD-2757,ENTRANCE,GROUND FLOOR,BUILDING D-44,ZONE 3A(ZAHA),SBJ | SBJ-Z3A-B44-GF-ENT-CVLAD-2757 | BUILDING D44 | 1 |  |  | Working | [13 empty] | PPM-Third Party | 278
PPM-01874 | Third Party | Third Party | THIRD PARTY |  |  | ELEVATOR | ELEVATOR,MB-Z3-APTAF-ELELV-0469,BUILDING D-45,ZONE 3A(ZAHA),SBJ | SBJ-Z3A-B45-GF-ELELV-0469 | BUILDING D45 | 1 | KONE |  | Working | [13 empty] | PPM-Third Party | 279
PPM-01875 | Third Party | Third Party | THIRD PARTY |  |  | ACCESS DOORS | ACCESS DOORS,MB-Z3-D45GF-CVLAD-2756,ENTRANCE,GROUND FLOOR,BUILDING D-45,ZONE 3A(ZAHA),SBJ | SBJ-Z3A-B45-GF-ENT-CVLAD-2756 | BUILDING D45 | 1 |  |  | Working | [13 empty] | PPM-Third Party | 280
PPM-01876 | Third Party | Third Party | THIRD PARTY |  |  | ELEVATOR | ELEVATOR,MB-Z3-APTAF-ELELV-0470,BUILDING D-46,ZONE 3A(ZAHA),SBJ | SBJ-Z3A-B46-GF-ELELV-0470 | BUILDING D46 | 1 | KONE |  | Working | [13 empty] | PPM-Third Party | 281
PPM-01877 | Third Party | Third Party | THIRD PARTY |  |  | ACCESS DOORS | ACCESS DOORS,MB-Z3-D46GF-CVLAD-2755,ENTRANCE,GROUND FLOOR,BUILDING D-45,ZONE 3A(ZAHA),SBJ | SBJ-Z3A-B46-GF-ENT-CVLAD-2755 | BUILDING D46 | 1 |  |  | Working | [13 empty] | PPM-Third Party | 282
PPM-01878 | Third Party | Third Party | THIRD PARTY |  |  | ELEVATOR | ELEVATOR,MB-Z3-APTAF-ELELV-0471,BUILDING D-47,ZONE 3A(ZAHA),SBJ | SBJ-Z3A-B47-GF-ELELV-0471 | BUILDING D47 | 1 | KONE |  | Working | [13 empty] | PPM-Third Party | 283
PPM-01879 | Third Party | Third Party | THIRD PARTY |  |  | ACCESS DOORS | ACCESS DOORS,MB-Z3-D47GF-CVLAD-2754,ENTRANCE,GROUND FLOOR,BUILDING D-47,ZONE 3A(ZAHA),SBJ | SBJ-Z3A-B47-GF-ENT-CVLAD-2754 | BUILDING D47 | 1 |  |  | Working | [13 empty] | PPM-Third Party | 284
PPM-01880 | Third Party | Third Party | THIRD PARTY |  |  | ELEVATOR | ELEVATOR,MB-Z3-APTAF-ELELV-0472,BUILDING D-48,ZONE 3A(ZAHA),SBJ | SBJ-Z3A-B48-GF-ELELV-0472 | BUILDING D48 | 1 | KONE |  | Working | [13 empty] | PPM-Third Party | 285
PPM-01881 | Third Party | Third Party | THIRD PARTY |  |  | ACCESS DOORS | ACCESS DOORS,MB-Z3-D48GF-CVLAD-2753,ENTRANCE,GROUND FLOOR,BUILDING D-48,ZONE 3A(ZAHA),SBJ | SBJ-Z3A-B48-GF-ENT-CVLAD-2753 | BUILDING D48 | 1 |  |  | Working | [13 empty] | PPM-Third Party | 286
PPM-01882 | Third Party | Third Party | THIRD PARTY |  |  | ELEVATOR | ELEVATOR,MB-Z3-APTAF-ELELV-0473,BUILDING D-49,ZONE 3A(ZAHA),SBJ | SBJ-Z3A-B49-GF-ELR-ELELV-0472-ELELV-0473 | BUILDING D49 | 1 | KONE |  | Working | [13 empty] | PPM-Third Party | 287
PPM-01883 | Third Party | Third Party | THIRD PARTY |  |  | ACCESS DOORS | ACCESS DOORS,MB-Z3-D49GF-CVLAD-2752,ENTRANCE,GROUND FLOOR,BUILDING D-49,ZONE 3A(ZAHA),SBJ | SBJ-Z3A-B49-GF-ENT-CVLAD-2752 | BUILDING D49 | 1 |  |  | Working | [13 empty] | PPM-Third Party | 288
PPM-01884 | Third Party | Third Party | THIRD PARTY |  |  | ELEVATOR | ELEVATOR,MB-Z3-APTAF-ELELV-0474,BUILDING D-50,ZONE 3A(ZAHA),SBJ | SBJ-Z3A-B50-GF-ELELV-0474 | BUILDING D50 | 1 | KONE |  | Working | [13 empty] | PPM-Third Party | 289
PPM-01885 | Third Party | Third Party | THIRD PARTY |  |  | ACCESS DOORS | ACCESS DOORS,MB-Z3-D50GF-CVLAD-2751,ENTRANCE,GROUND FLOOR,BUILDING D-50,ZONE 3A(ZAHA),SBJ | SBJ-Z3A-B50-GF-ENT-CVLAD-2751 | BUILDING D50 | 1 |  |  | Working | [13 empty] | PPM-Third Party | 290
PPM-01886 | Third Party | Third Party | THIRD PARTY |  |  | ELEVATOR | ELEVATOR,MB-Z3-APTAF-ELELV-0475,BUILDING D-51,ZONE 3A(ZAHA),SBJ | SBJ-Z3A-B51-GF-ELELV-0475 | BUILDING D51 | 1 | KONE |  | Working | [13 empty] | PPM-Third Party | 291
PPM-01887 | Third Party | Third Party | THIRD PARTY |  |  | ACCESS DOORS | ACCESS DOORS,MB-Z3-D51GF-CVLAD-2750,ENTRANCE,GROUND FLOOR,BUILDING D-51,ZONE 3A(ZAHA),SBJ | SBJ-Z3A-B51-GF-ENT-CVLAD-2750 | BUILDING D51 | 1 |  |  | Working | [13 empty] | PPM-Third Party | 292
PPM-01888 | Third Party | Third Party | THIRD PARTY |  |  | ELEVATOR | ELEVATOR,BUILDING D-52,ZONE 3B(ZAHA),SBJ | SBJ-Z3B-B52-ELV | BUILDING D52 | 1 | KONE |  | Working | [13 empty] | PPM-Third Party | 293
PPM-01889 | Third Party | Third Party | THIRD PARTY |  |  | ACCESS DOORS | ACCESS DOORS,MB-Z3-D52GF-CVLAD-2749,ENTRANCE,GROUND FLOOR,BUILDING D-52,ZONE 3B(ZAHA),SBJ | SBJ-Z3B-B52-GF-ENT-CVLAD-2749 | BUILDING D52 | 1 |  |  | Working | [13 empty] | PPM-Third Party | 294
PPM-01890 | Third Party | Third Party | THIRD PARTY |  |  | ELEVATOR | ELEVATOR,MB-Z3-APTAF-ELELV-0477,BUILDING D-53,ZONE 3B(ZAHA),SBJ | SBJ-Z3A-B53-GF-ELELV-0477 | BUILDING D53 | 1 | KONE |  | Working | [13 empty] | PPM-Third Party | 295
PPM-01891 | Third Party | Third Party | THIRD PARTY |  |  | ACCESS DOORS | ACCESS DOORS,MB-Z3-D53GF-CVLAD-2748,ENTRANCE,GROUND FLOOR,BUILDING D-53,ZONE 3B(ZAHA),SBJ | SBJ-Z3B-B53-GF-ENT-CVLAD-2748 | BUILDING D53 | 1 |  |  | Working | [13 empty] | PPM-Third Party | 296
PPM-01892 | Third Party | Third Party | THIRD PARTY |  |  | ELEVATOR | ELEVATOR,MB-Z3-APTAF-ELELV-0478,BUILDING D-54,ZONE 3B(ZAHA),SBJ | SBJ-Z3A-B54-GF-ELELV-0478 | BUILDING D54 | 1 | KONE |  | Working | [13 empty] | PPM-Third Party | 297
PPM-01893 | Third Party | Third Party | THIRD PARTY |  |  | ACCESS DOORS | ACCESS DOORS,MB-Z3-D54GF-CVLAD-2747,ENTRANCE,GROUND FLOOR,BUILDING D-54,ZONE 3B(ZAHA),SBJ | SBJ-Z3B-B54-GF-ENT-CVLAD-2747 | BUILDING D54 | 1 |  |  | Working | [13 empty] | PPM-Third Party | 298
PPM-01894 | Third Party | Third Party | THIRD PARTY |  |  | ELEVATOR | ELEVATOR,BUILDING D-55,ZONE 3B(ZAHA),SBJ | SBJ-Z3B-B55-ELV | BUILDING D55 | 1 | KONE |  | Working | [13 empty] | PPM-Third Party | 299
PPM-01895 | Third Party | Third Party | THIRD PARTY |  |  | ACCESS DOORS | ACCESS DOORS,MB-Z3-D55GF-CVLAD-2746,ENTRANCE,GROUND FLOOR,BUILDING D-55,ZONE 3B(ZAHA),SBJ | SBJ-Z3B-B55-GF-ENT-CVLAD-2746 | BUILDING D55 | 1 |  |  | Working | [13 empty] | PPM-Third Party | 300
PPM-01896 | Third Party | Third Party | THIRD PARTY |  |  | ELEVATOR | ELEVATOR,BUILDING D-56,ZONE 3B(ZAHA),SBJ | SBJ-Z3B-B56-ELV | BUILDING D56 | 1 | KONE |  | Working | [13 empty] | PPM-Third Party | 301
PPM-01897 | Third Party | Third Party | THIRD PARTY |  |  | ACCESS DOORS | ACCESS DOORS,MB-Z3-D56GF-CVLAD-2745,ENTRANCE,GROUND FLOOR,BUILDING D-56,ZONE 3B(ZAHA),SBJ | SBJ-Z3B-B56-GF-ENT-CVLAD-2745 | BUILDING D56 | 1 |  |  | Working | [13 empty] | PPM-Third Party | 302
PPM-01898 | Third Party | Third Party | THIRD PARTY |  |  | ELEVATOR | ELEVATOR,BUILDING D-57,ZONE 3B(ZAHA),SBJ | SBJ-Z3B-B57-ELV | BUILDING D57 | 1 | KONE |  | Working | [13 empty] | PPM-Third Party | 303
PPM-01899 | Third Party | Third Party | THIRD PARTY |  |  | ACCESS DOORS | ACCESS DOORS,MB-Z3-D57GF-CVLAD-2744,ENTRANCE,GROUND FLOOR,BUILDING D-57,ZONE 3B(ZAHA),SBJ | SBJ-Z3B-B57-GF-ENT-CVLAD-2744 | BUILDING D57 | 1 |  |  | Working | [13 empty] | PPM-Third Party | 304
PPM-01900 | Third Party | Third Party | THIRD PARTY |  |  | ELEVATOR | ELEVATOR,BUILDING D-58,ZONE 3B(ZAHA),SBJ | SBJ-Z3B-B58-ELV | BUILDING D58 | 1 | KONE |  | Working | [13 empty] | PPM-Third Party | 305
PPM-01901 | Third Party | Third Party | THIRD PARTY |  |  | ACCESS DOORS | ACCESS DOORS,MB-Z3-D58GF-CVLAD-2743,ENTRANCE,GROUND FLOOR,BUILDING D-58,ZONE 3B(ZAHA),SBJ | SBJ-Z3B-B58-GF-ENT-CVLAD-2743 | BUILDING D58 | 1 |  |  | Working | [13 empty] | PPM-Third Party | 306
PPM-01902 | Third Party | Third Party | THIRD PARTY |  |  | ELEVATOR | ELEVATOR,BUILDING D-59,ZONE 3B(ZAHA),SBJ | SBJ-Z3B-B59-ELV | BUILDING D59 | 1 | KONE |  | Working | [13 empty] | PPM-Third Party | 307
PPM-01903 | Third Party | Third Party | THIRD PARTY |  |  | ACCESS DOORS | ACCESS DOORS,MB-Z3-D59GF-CVLAD-2742,ENTRANCE,GROUND FLOOR,BUILDING D-59,ZONE 3B(ZAHA),SBJ | SBJ-Z3B-B59-GF-ENT-CVLAD-2742 | BUILDING D59 | 1 |  |  | Working | [13 empty] | PPM-Third Party | 308
PPM-01904 | Third Party | Third Party | THIRD PARTY |  |  | ELEVATOR | ELEVATOR,BUILDING D-60,ZONE 3B(ZAHA),SBJ | SBJ-Z3B-B60-ELV | BUILDING D60 | 1 | KONE |  | Working | [13 empty] | PPM-Third Party | 309
PPM-01905 | Third Party | Third Party | THIRD PARTY |  |  | ACCESS DOORS | ACCESS DOORS,MB-Z3-D60GF-CVLAD-2741,ENTRANCE,GROUND FLOOR,BUILDING D-60,ZONE 3B(ZAHA),SBJ | SBJ-Z3B-B60-GF-ENT-CVLAD-2741 | BUILDING D60 | 1 |  |  | Working | [13 empty] | PPM-Third Party | 310
PPM-01906 | Third Party | Third Party | THIRD PARTY |  |  | ELEVATOR | ELEVATOR,BUILDING D-61,ZONE 3B(ZAHA),SBJ | SBJ-Z3B-B61-ELV | BUILDING D61 | 1 | KONE |  | Working | [13 empty] | PPM-Third Party | 311
PPM-01907 | Third Party | Third Party | THIRD PARTY |  |  | ACCESS DOORS | ACCESS DOORS,MB-Z3-D61GF-CVLAD-2740,ENTRANCE,GROUND FLOOR,BUILDING D-61,ZONE 3B(ZAHA),SBJ | SBJ-Z3B-B61-GF-ENT-CVLAD-2740 | BUILDING D61 | 1 |  |  | Working | [13 empty] | PPM-Third Party | 312
PPM-01908 | Third Party | Third Party | THIRD PARTY |  |  | ELEVATOR | ELEVATOR,BUILDING D-62,ZONE 3B(ZAHA),SBJ | SBJ-Z3B-B62-ELV | BUILDING D62 | 1 | KONE |  | Working | [13 empty] | PPM-Third Party | 313
PPM-01909 | Third Party | Third Party | THIRD PARTY |  |  | ACCESS DOORS | ACCESS DOORS,MB-Z3-D62GF-CVLAD-2739,ENTRANCE,GROUND FLOOR,BUILDING D-62,ZONE 3B(ZAHA),SBJ | SBJ-Z3B-B62-GF-ENT-CVLAD-2739 | BUILDING D62 | 1 |  |  | Working | [13 empty] | PPM-Third Party | 314
PPM-01910 | Third Party | Third Party | THIRD PARTY |  |  | FIRE HYDRANT | FIRE HYDRANT 1(MB-Z1-TEZGL-PLFH-0401),ROAD 17,TECHNICAL ZONE,ZONE-1,SBJ | SBJ-Z1-R17-PLFH-0401 | FIRE HYDRANT | 1 | NAFFCO | 150-NFH(F) | Working | [13 empty] | PPM-Third Party | 315
PPM-01911 | Third Party | Third Party | THIRD PARTY |  |  | FIRE HYDRANT | FIRE HYDRANT 2(MB-Z1-TEZGL-PLFH-0402),ROAD 17,TECHNICAL ZONE,ZONE-1,SBJ | SBJ-Z1-R17-PLFH-0402 | FIRE HYDRANT | 1 | NAFFCO | 150-NFH(F) | Working | [13 empty] | PPM-Third Party | 316
PPM-01912 | Third Party | Third Party | THIRD PARTY |  |  | FIRE HYDRANT | FIRE HYDRANT 3(MB-Z1-TEZGL-PLFH-0403),ROAD 17,TECHNICAL ZONE,ZONE-1,SBJ | SBJ-Z1-R17-PLFH-0403 | FIRE HYDRANT | 1 | NAFFCO | 150-NFH(F) | Working | [13 empty] | PPM-Third Party | 317
PPM-01913 | Third Party | Third Party | THIRD PARTY |  |  | FIRE HYDRANT | FIRE HYDRANT 26(MB-Z1-R01GL-PLFH-0426),ROAD 1,ZONE-1,SBJ | SBJ-Z1-R01-PLFH-0426 | FIRE HYDRANT | 1 | NAFFCO | 150-NFH(F) | Working | [13 empty] | PPM-Third Party | 318
PPM-01914 | Third Party | Third Party | THIRD PARTY |  |  | FIRE HYDRANT | FIRE HYDRANT 27(MB-1-22GL-0427),ROAD 1,ZONE-1,SBJ | SBJ-Z1-R01-PLFH-0427 | FIRE HYDRANT | 1 | NAFFCO | 150-NFH(F) | Working | [13 empty] | PPM-Third Party | 319
PPM-01915 | Third Party | Third Party | THIRD PARTY |  |  | FIRE HYDRANT | FIRE HYDRANT 28(MB-1-22GL-0428),ROAD 1,ZONE-1,SBJ | SBJ-Z1-R01-PLFH-0428 | FIRE HYDRANT | 1 | NAFFCO | 150-NFH(F) | Working | [13 empty] | PPM-Third Party | 320
PPM-01916 | Third Party | Third Party | THIRD PARTY |  |  | FIRE HYDRANT | FIRE HYDRANT 29(MB-1-22GL-0429),ROAD 1,ZONE-1,SBJ | SBJ-Z1-R01-PLFH-0429 | FIRE HYDRANT | 1 | NAFFCO | 150-NFH(F) | Working | [13 empty] | PPM-Third Party | 321
PPM-01917 | Third Party | Third Party | THIRD PARTY |  |  | FIRE HYDRANT | FIRE HYDRANT 39(MB-Z4-R01GL-PLFH-0439),ROAD 1,ZONE-1,SBJ | SBJ-Z1-R01-PLFH-0439 | FIRE HYDRANT | 1 | NAFFCO | 150-NFH(F) | Working | [13 empty] | PPM-Third Party | 322
PPM-01918 | Third Party | Third Party | THIRD PARTY |  |  | FIRE HYDRANT | FIRE HYDRANT 40(MB-Z1-R01GL-PLFH-0440),ROAD 1,ZONE-1,SBJ | SBJ-Z1-R01-PLFH-0440 | FIRE HYDRANT | 1 | NAFFCO | 150-NFH(F) | Working | [13 empty] | PPM-Third Party | 323
PPM-01919 | Third Party | Third Party | THIRD PARTY |  |  | FIRE HYDRANT | FIRE HYDRANT 41(MB-Z1-R01GL-PLFH-0441),ROAD 1,ZONE-1,SBJ | SBJ-Z1-R01-PLFH-0441 | FIRE HYDRANT | 1 | NAFFCO | 150-NFH(F) | Working | [13 empty] | PPM-Third Party | 324
PPM-01920 | Third Party | Third Party | THIRD PARTY |  |  | FIRE HYDRANT | FIRE HYDRANT 42(MB-Z1-R01GL-PLFH-0442),ROAD 1,ZONE-1,SBJ | SBJ-Z1-R01-PLFH-0442 | FIRE HYDRANT | 1 | NAFFCO | 150-NFH(F) | Working | [13 empty] | PPM-Third Party | 325
PPM-01921 | Third Party | Third Party | THIRD PARTY |  |  | FIRE HYDRANT | FIRE HYDRANT 24(MB-2-23GL-0424),PUMPING STATION-1,ROAD 2,ZONE-2,SBJ | SBJ-Z2-R02-PLFH-0424 | FIRE HYDRANT | 1 | NAFFCO | 150-NFH(F) | Working | [13 empty] | PPM-Third Party | 326
PPM-01922 | Third Party | Third Party | THIRD PARTY |  |  | FIRE HYDRANT | FIRE HYDRANT 25(MB-2-23GL-0425),ROAD 2 (TOWER),ROAD 2,ZONE-2,SBJ | SBJ-Z2-R02-PLFH-0425 | FIRE HYDRANT | 1 | NAFFCO | 150-NFH(F) | Working | [13 empty] | PPM-Third Party | 327
PPM-01923 | Third Party | Third Party | THIRD PARTY |  |  | FIRE HYDRANT | FIRE HYDRANT 4(MB-Z2-R02GL-PLFH-0404),ROAD 2,ZONE-2,SBJ | SBJ-Z2-R02-PLFH-0404 | FIRE HYDRANT | 1 | NAFFCO | 150-NFH(F) | Working | [13 empty] | PPM-Third Party | 328
PPM-01924 | Third Party | Third Party | THIRD PARTY |  |  | FIRE HYDRANT | FIRE HYDRANT 5(MB-2-23GL-0405),ROAD 2,ZONE-2,SBJ | SBJ-Z2-R02-PLFH-0405 | FIRE HYDRANT | 1 | NAFFCO | 150-NFH(F) | Working | [13 empty] | PPM-Third Party | 329
PPM-01925 | Third Party | Third Party | THIRD PARTY |  |  | FIRE HYDRANT | FIRE HYDRANT 6(MB-2-23GL-0406),ROAD 2 & 06,ROAD 2,ZONE-2,SBJ | SBJ-Z2-R02-PLFH-0406 | FIRE HYDRANT | 1 | NAFFCO | 150-NFH(F) | Working | [13 empty] | PPM-Third Party | 330
PPM-01926 | Third Party | Third Party | THIRD PARTY |  |  | FIRE HYDRANT | FIRE HYDRANT 23(MB-3-24GL-0423),ROAD 2A,ZONE-3,SBJ | SBJ-Z3-R2A-PLFH-0423 | FIRE HYDRANT | 1 | NAFFCO | 150-NFH(F) | Working | [13 empty] | PPM-Third Party | 331
PPM-01927 | Third Party | Third Party | THIRD PARTY |  |  | FIRE HYDRANT | FIRE HYDRANT 17(MB-1-25GL-0417),ROAD 3 END,ROAD 3,ZONE-1,SBJ | SBJ-Z1-R03-PLFH-0417 | FIRE HYDRANT | 1 | NAFFCO | 150-NFH(F) | Working | [13 empty] | PPM-Third Party | 332
PPM-01928 | Third Party | Third Party | THIRD PARTY |  |  | FIRE HYDRANT | FIRE HYDRANT 18(MB-1-25GL-0418),ROAD 3 & 04 JUNCTION,ROAD 3,ZONE-1,SBJ | SBJ-Z1-R03-PLFH-0418 | FIRE HYDRANT | 1 | NAFFCO | 150-NFH(F) | Working | [13 empty] | PPM-Third Party | 333
PPM-01929 | Third Party | Third Party | THIRD PARTY |  |  | FIRE HYDRANT | FIRE HYDRANT 19(MB-Z1-R03GL-PLFH-0419),ROAD 3 END,ROAD 3,ZONE-1,SBJ | SBJ-Z1-R03-PLFH-0419 | FIRE HYDRANT | 1 | NAFFCO | 150-NFH(F) | Working | [13 empty] | PPM-Third Party | 334
PPM-01930 | Third Party | Third Party | THIRD PARTY |  |  | FIRE HYDRANT | FIRE HYDRANT 20(MB-Z1-R03GL-PLFH-0420),ROAD 3 & 05 JUNCTION,ROAD 3,ZONE-1,SBJ | SBJ-Z1-R03-PLFH-0420 | FIRE HYDRANT | 1 | NAFFCO | 150-NFH(F) | Working | [13 empty] | PPM-Third Party | 335
PPM-01931 | Third Party | Third Party | THIRD PARTY |  |  | FIRE HYDRANT | FIRE HYDRANT 21(MB-1-25GL-0421),ROAD 3,ZONE-1,SBJ | SBJ-Z1-R03-PLFH-0421 | FIRE HYDRANT | 1 | NAFFCO | 150-NFH(F) | Working | [13 empty] | PPM-Third Party | 336
PPM-01932 | Third Party | Third Party | THIRD PARTY |  |  | FIRE HYDRANT | FIRE HYDRANT 22(MB-1-25GL-0422),ROAD 3,ZONE-1,SBJ | SBJ-Z1-R03-PLFH-0422 | FIRE HYDRANT | 1 | NAFFCO | 150-NFH(F) | Working | [13 empty] | PPM-Third Party | 337
PPM-01933 | Third Party | Third Party | THIRD PARTY |  |  | FIRE HYDRANT | FIRE HYDRANT 11(MB-Z1-R04GL-PLFH-0411),ROAD 4,ZONE-1,SBJ | SBJ-Z1-R04-PLFH-0411 | FIRE HYDRANT | 1 | NAFFCO | 150-NFH(F) | Working | [13 empty] | PPM-Third Party | 338
PPM-01934 | Third Party | Third Party | THIRD PARTY |  |  | FIRE HYDRANT | FIRE HYDRANT 12(MB-1-26GL-0412),ROAD 4 END,ROAD 4,ZONE-1,SBJ | SBJ-Z1-R04-PLFH-0412 | FIRE HYDRANT | 1 | NAFFCO | 150-NFH(F) | Working | [13 empty] | PPM-Third Party | 339
PPM-01935 | Third Party | Third Party | THIRD PARTY |  |  | FIRE HYDRANT | FIRE HYDRANT 13(MB-1-27GL-0413),ROAD 5,ZONE-1,SBJ | SBJ-Z1-R05-PLFH-0413 | FIRE HYDRANT | 1 | NAFFCO | 150-NFH(F) | Working | [13 empty] | PPM-Third Party | 340
PPM-01936 | Third Party | Third Party | THIRD PARTY |  |  | FIRE HYDRANT | FIRE HYDRANT 14(MB-Z1-R05GL-PLFH-0414),ROAD 5,ZONE-1,SBJ | SBJ-Z1-R05-PLFH-0414 | FIRE HYDRANT | 1 | NAFFCO | 150-NFH(F) | Working | [13 empty] | PPM-Third Party | 341
PPM-01937 | Third Party | Third Party | THIRD PARTY |  |  | FIRE HYDRANT | FIRE HYDRANT 15(MB-1-27GL-0415),ROAD 5,ZONE-1,SBJ | SBJ-Z1-R05-PLFH-0415 | FIRE HYDRANT | 1 | NAFFCO | 150-NFH(F) | Working | [13 empty] | PPM-Third Party | 342
PPM-01938 | Third Party | Third Party | THIRD PARTY |  |  | FIRE HYDRANT | FIRE HYDRANT 16(MB-1-27GL-0416),ROAD 5,ZONE-1,SBJ | SBJ-Z1-R05-PLFH-0416 | FIRE HYDRANT | 1 | NAFFCO | 150-NFH(F) | Working | [13 empty] | PPM-Third Party | 343
PPM-01939 | Third Party | Third Party | THIRD PARTY |  |  | FIRE HYDRANT | FIRE HYDRANT 7(MB-2-28GL-0407),ROAD 6,ZONE-2,SBJ | SBJ-Z2-R06-PLFH-0407 | FIRE HYDRANT | 1 | NAFFCO | 150-NFH(F) | Working | [13 empty] | PPM-Third Party | 344
PPM-01940 | Third Party | Third Party | THIRD PARTY |  |  | FIRE HYDRANT | FIRE HYDRANT 8(MB-2-28GL-0408),ROAD 6 & 07 JUNCTION,ROAD 6,ZONE-2,SBJ | SBJ-Z2-R06-PLFH-0408 | FIRE HYDRANT | 1 | NAFFCO | 150-NFH(F) | Working | [13 empty] | PPM-Third Party | 345
PPM-01941 | Third Party | Third Party | THIRD PARTY |  |  | FIRE HYDRANT | FIRE HYDRANT 9(MB-2-28GL-0409),ROAD 6 END,ROAD 6,ZONE-2,SBJ | SBJ-Z2-R06-PLFH-0409 | FIRE HYDRANT | 1 | NAFFCO | 150-NFH(F) | Working | [13 empty] | PPM-Third Party | 346
PPM-01942 | Third Party | Third Party | THIRD PARTY |  |  | FIRE HYDRANT | FIRE HYDRANT 10(MB-2-29GL-0410),ROAD 7,ZONE-2,SBJ | SBJ-Z2-R07-PLFH-0410 | FIRE HYDRANT | 1 | NAFFCO | 150-NFH(F) | Working | [13 empty] | PPM-Third Party | 347
PPM-01943 | Third Party | Third Party | THIRD PARTY |  |  | FIRE HYDRANT | FIRE HYDRANT 30(MB-2-30GL-0430),ROAD 8,ZONE-2,SBJ | SBJ-Z2-R08-PLFH-0430 | FIRE HYDRANT | 1 | NAFFCO | 150-NFH(F) | Working | [13 empty] | PPM-Third Party | 348
PPM-01944 | Third Party | Third Party | THIRD PARTY |  |  | FIRE HYDRANT | FIRE HYDRANT 31(MB-2-30GL-0431),ROAD 8,ZONE-2,SBJ | SBJ-Z2-R08-PLFH-0431 | FIRE HYDRANT | 1 | NAFFCO | 150-NFH(F) | Working | [13 empty] | PPM-Third Party | 349
PPM-01945 | Third Party | Third Party | THIRD PARTY |  |  | FIRE HYDRANT | FIRE HYDRANT 32(MB-2-30GL-0432),ROAD 8,ZONE-2,SBJ | SBJ-Z2-R08-PLFH-0432 | FIRE HYDRANT | 1 | NAFFCO | 150-NFH(F) | Working | [13 empty] | PPM-Third Party | 350
PPM-01946 | Third Party | Third Party | THIRD PARTY |  |  | FIRE HYDRANT | FIRE HYDRANT 43(MB-2-30GL-0443),ROAD 8,ZONE-2,SBJ | SBJ-Z2-R08-PLFH-0443 | FIRE HYDRANT | 1 | NAFFCO | 150-NFH(F) | Working | [13 empty] | PPM-Third Party | 351
PPM-01947 | Third Party | Third Party | THIRD PARTY |  |  | FIRE HYDRANT | FIRE HYDRANT 44(MB-2-30GL-0444),ROAD 8,ZONE-2,SBJ | SBJ-Z2-R08-PLFH-0444 | FIRE HYDRANT | 1 | NAFFCO | 150-NFH(F) | Working | [13 empty] | PPM-Third Party | 352
PPM-01948 | Third Party | Third Party | THIRD PARTY |  |  | FIRE HYDRANT | FIRE HYDRANT 45(MB-2-30GL-0445),ROAD 8,ZONE-2,SBJ | SBJ-Z2-R08-PLFH-0445 | FIRE HYDRANT | 1 | NAFFCO | 150-NFH(F) | Working | [13 empty] | PPM-Third Party | 353
PPM-01949 | Third Party | Third Party | THIRD PARTY |  |  | FIRE HYDRANT | FIRE HYDRANT 46(MB-2-30GL-0446),ROAD 8,ZONE-2,SBJ | SBJ-Z2-R08-PLFH-0446 | FIRE HYDRANT | 1 | NAFFCO | 150-NFH(F) | Working | [13 empty] | PPM-Third Party | 354
PPM-01950 | Third Party | Third Party | THIRD PARTY |  |  | FIRE HYDRANT | FIRE HYDRANT 47MB-Z3-R11GL-PLFH-0447,ROAD 11,ZONE-3,SBJ | SBJ-Z3-R11-PLFH-0447 | FIRE HYDRANT | 1 | NAFFCO | 150-NFH(F) | Working | [13 empty] | PPM-Third Party | 355
PPM-01951 | Third Party | Third Party | THIRD PARTY |  |  | FIRE HYDRANT | FIRE HYDRANT 48MB-3-33GL-0448,ROAD 11,ZONE-3,SBJ | SBJ-Z3-R11-PLFH-0448 | FIRE HYDRANT | 1 | NAFFCO | 150-NFH(F) | Working | [13 empty] | PPM-Third Party | 356
PPM-01952 | Third Party | Third Party | THIRD PARTY |  |  | FIRE HYDRANT | FIRE HYDRANT 49MB-3-33GL-0449,ROAD 11,ZONE-3,SBJ | SBJ-Z3-R11-PLFH-0449 | FIRE HYDRANT | 1 | NAFFCO | 150-NFH(F) | Working | [13 empty] | PPM-Third Party | 357
PPM-01953 | Third Party | Third Party | THIRD PARTY |  |  | FIRE HYDRANT | FIRE HYDRANT 50MB-3-33GL-0450,ROAD 11,ZONE-3,SBJ | SBJ-Z3-R11-PLFH-0450 | FIRE HYDRANT | 1 | NAFFCO | 150-NFH(F) | Working | [13 empty] | PPM-Third Party | 358
PPM-01954 | Third Party | Third Party | THIRD PARTY |  |  | FIRE HYDRANT | FIRE HYDRANT 51MB-3-33GL-0451,ROAD 11,ZONE-3,SBJ | SBJ-Z3-R11-PLFH-0451 | FIRE HYDRANT | 1 | NAFFCO | 150-NFH(F) | Working | [13 empty] | PPM-Third Party | 359
PPM-01955 | Third Party | Third Party | THIRD PARTY |  |  | FIRE HYDRANT | FIRE HYDRANT 52MB-3-33GL-0452,ROAD 11,ZONE-3,SBJ | SBJ-Z3-R11-PLFH-0452 | FIRE HYDRANT | 1 | NAFFCO | 150-NFH(F) | Working | [13 empty] | PPM-Third Party | 360
PPM-01956 | Third Party | Third Party | THIRD PARTY |  |  | FIRE HYDRANT | FIRE HYDRANT 53MB-3-33GL-0453,ROAD 11,ZONE-3,SBJ | SBJ-Z3-R11-PLFH-0453 | FIRE HYDRANT | 1 | NAFFCO | 150-NFH(F) | Working | [13 empty] | PPM-Third Party | 361
PPM-01957 | Third Party | Third Party | THIRD PARTY |  |  | FIRE HYDRANT | FIRE HYDRANT 54MB-3-33GL-0454,ROAD 11,ZONE-3,SBJ | SBJ-Z3-R11-PLFH-0454 | FIRE HYDRANT | 1 | NAFFCO | 150-NFH(F) | Working | [13 empty] | PPM-Third Party | 362
PPM-01958 | Third Party | Third Party | THIRD PARTY |  |  | FIRE HYDRANT | FIRE HYDRANT 55MB-Z3-R11-GL-PLFH-0455,ROAD 11,ZONE-3,SBJ | SBJ-Z3-R11-PLFH-0455 | FIRE HYDRANT | 1 | NAFFCO | 150-NFH(F) | Working | [13 empty] | PPM-Third Party | 363
PPM-01959 | Third Party | Third Party | THIRD PARTY |  |  | FIRE HYDRANT | FIRE HYDRANT 56MB-Z3-R11-GL-PLFH-0456,ROAD 11,ZONE-3,SBJ | SBJ-Z3-R11-PLFH-0456 | FIRE HYDRANT | 1 | NAFFCO | 150-NFH(F) | Working | [13 empty] | PPM-Third Party | 364
PPM-01960 | Third Party | Third Party | THIRD PARTY |  |  | FIRE HYDRANT | FIRE HYDRANT 457(),ROAD 11,ZONE-3,SBJ | SBJ-Z3-R11-PLFH-0457 | FIRE HYDRANT | 1 | NAFFCO | 150-NFH(F) | Working | [13 empty] | PPM-Third Party | 365
PPM-01961 | Third Party | Third Party | THIRD PARTY |  |  | FIRE HYDRANT | FIRE HYDRANT 458(),ROAD 11,ZONE-3,SBJ | SBJ-Z3-R11-PLFH-0458 | FIRE HYDRANT | 1 | NAFFCO | 150-NFH(F) | Working | [13 empty] | PPM-Third Party | 366
PPM-01962 | Third Party | Third Party | THIRD PARTY |  |  | FIRE HYDRANT | FIRE HYDRANT 459(),ROAD 11,ZONE-3,SBJ | SBJ-Z3-R11-PLFH-0459 | FIRE HYDRANT | 1 | NAFFCO | 150-NFH(F) | Working | [13 empty] | PPM-Third Party | 367
PPM-01963 | Third Party | Third Party | THIRD PARTY |  |  | FIRE HYDRANT | FIRE HYDRANT 460(),ROAD 11,ZONE-3,SBJ | SBJ-Z3-R11-PLFH-0460 | FIRE HYDRANT | 1 | NAFFCO | 150-NFH(F) | Working | [13 empty] | PPM-Third Party | 368
PPM-01964 | Third Party | Third Party | THIRD PARTY |  |  | FIRE HYDRANT | FIRE HYDRANT 461(),ROAD 11,ZONE-3,SBJ | SBJ-Z3-R11-PLFH-0461 | FIRE HYDRANT | 1 | NAFFCO | 150-NFH(F) | Working | [13 empty] | PPM-Third Party | 369
PPM-01965 | Third Party | Third Party | THIRD PARTY |  |  | FIRE HYDRANT | FIRE HYDRANT 462(),ROAD 11,ZONE-3,SBJ | SBJ-Z3-R11-PLFH-0462 | FIRE HYDRANT | 1 | NAFFCO | 150-NFH(F) | Working | [13 empty] | PPM-Third Party | 370
PPM-01966 | Third Party | Third Party | THIRD PARTY |  |  | FIRE HYDRANT | FIRE HYDRANT 463(),ROAD 11,ZONE-3,SBJ | SBJ-Z3-R11-PLFH-0463 | FIRE HYDRANT | 1 | NAFFCO | 150-NFH(F) | Working | [13 empty] | PPM-Third Party | 371
PPM-01967 | Third Party | Third Party | THIRD PARTY |  |  | FIRE HYDRANT | FIRE HYDRANT 464(),ROAD 11,ZONE-3,SBJ | SBJ-Z3-R11-PLFH-0464 | FIRE HYDRANT | 1 | NAFFCO | 150-NFH(F) | Working | [13 empty] | PPM-Third Party | 372
PPM-01968 | Third Party | Third Party | THIRD PARTY |  |  | FIRE HYDRANT | FIRE HYDRANT 465(),ROAD 11,ZONE-3,SBJ | SBJ-Z3-R11-PLFH-0465 | FIRE HYDRANT | 1 | NAFFCO | 150-NFH(F) | Working | [13 empty] | PPM-Third Party | 373
PPM-01969 | Third Party | Third Party | THIRD PARTY |  |  | FIRE HYDRANT | FIRE HYDRANT 466(),ROAD 11,ZONE-3,SBJ | SBJ-Z3-R11-PLFH-0466 | FIRE HYDRANT | 1 | NAFFCO | 150-NFH(F) | Working | [13 empty] | PPM-Third Party | 374
PPM-01970 | Third Party | Third Party | THIRD PARTY |  |  | FIRE HYDRANT | FIRE HYDRANT 467(),PUMPING STATION,PS-4,ROAD 11,ZONE-3,SBJ | SBJ-Z3-R11-PLFH-0467 | FIRE HYDRANT | 1 | NAFFCO | 150-NFH(F) | Working | [13 empty] | PPM-Third Party | 375
PPM-01971 | Third Party | Third Party | THIRD PARTY |  |  | FIRE HYDRANT | FIRE HYDRANT 468(),PUMPING STATION,PS-4,ROAD 11,ZONE-3,SBJ | SBJ-Z3-R11-PLFH-0468 | FIRE HYDRANT | 1 | NAFFCO | 150-NFH(F) | Working | [13 empty] | PPM-Third Party | 376
PPM-01972 | Third Party | Third Party | THIRD PARTY |  |  | FIRE HYDRANT | FIRE HYDRANT 33(MB-5-34GL-0433),ROAD 12,ZONE-5,SBJ | SBJ-Z5-R12-PLFH-0433 | FIRE HYDRANT | 1 | NAFFCO | 150-NFH(F) | Working | [13 empty] | PPM-Third Party | 377
PPM-01973 | Third Party | Third Party | THIRD PARTY |  |  | FIRE HYDRANT | FIRE HYDRANT 34(MB-5-34GL-0434),ROAD 12 END,ROAD 12,ZONE-5,SBJ | SBJ-Z5-R12-PLFH-0434 | FIRE HYDRANT | 1 | NAFFCO | 150-NFH(F) | Working | [13 empty] | PPM-Third Party | 378
PPM-01974 | Third Party | Third Party | THIRD PARTY |  |  | FIRE HYDRANT | FIRE HYDRANT 35(MB-5-35GL-0435),ROAD 13,ZONE-5,SBJ | SBJ-Z5-R13-PLFH-0435 | FIRE HYDRANT | 1 | NAFFCO | 150-NFH(F) | Working | [13 empty] | PPM-Third Party | 379
PPM-01975 | Third Party | Third Party | THIRD PARTY |  |  | FIRE HYDRANT | FIRE HYDRANT 36(MB-5-36GL-0436),ROAD 14,ROAD 14,ZONE-5,SBJ | SBJ-Z5-R14-PLFH-0436 | FIRE HYDRANT | 1 | NAFFCO | 150-NFH(F) | Working | [13 empty] | PPM-Third Party | 380
PPM-01976 | Third Party | Third Party | THIRD PARTY |  |  | FIRE HYDRANT | FIRE HYDRANT 37(MB-5-37GL-0437),ROAD 15,ROAD 15,ZONE-5,SBJ | SBJ-Z5-R15-PLFH-0437 | FIRE HYDRANT | 1 | NAFFCO | 150-NFH(F) | Working | [13 empty] | PPM-Third Party | 381
PPM-01977 | Third Party | Third Party | THIRD PARTY |  |  | FIRE HYDRANT | FIRE HYDRANT 38(MB-5R-16GL-PLFH-0438),ROAD 16,ROAD 16,ZONE-5,SBJ | SBJ-Z5-R16-PLFH-0438 | FIRE HYDRANT | 1 | NAFFCO | 150-NFH(F) | Working | [13 empty] | PPM-Third Party | 382
PPM-01978 | Oncall | Oncall | THIRD PARTY |  |  | ELECTRICAL FITTINGS & FIXTURES | ELECTRICAL FITTINGS & FIXTURES,ACCOMMODATION BLOCK (B-4),ZONE-1,SBJ | SBJ-Z1-B4-EFF | B4 BUILDING | 4 | [16 empty] | PPM-Oncall | 2
PPM-01979 | Oncall | Oncall | THIRD PARTY |  |  | SANITARY FITTINGS & FIXTURES | SANITARY FITTINGS & FIXTURES,ACCOMMODATION BLOCK (B-4),ZONE-1,SBJ | SBJ-Z1-B4-SFF | B4 BUILDING | 4 | [16 empty] | PPM-Oncall | 3
PPM-01980 | Oncall | Oncall | THIRD PARTY |  |  | FAN COIL UNIT | FAN COIL UNIT,FCU-B4-01(MB-1-MBGFB4-0591),TV ROOM,ACCOMMODATION BLOCK (B-4),ZONE-1,SBJ | SBJ-Z1-B4-GF-TVR-FCU0591 | B4 BUILDING | 6 | YORK | YGFC14STCB4EF2XFLB | [14 empty] | PPM-Oncall | 4
PPM-01981 | Oncall | Oncall | THIRD PARTY |  |  | FAN COIL UNIT | FAN COIL UNIT,FCU-B4-02(MB-1-MBGFB4-0592),ROOM 001,GROUND FLOOR,ACCOMMODATION BLOCK (B-4),ZONE-1,SBJ | SBJ-Z1-B4-GF-RM001-FCU0592 | B4 BUILDING | 6 | YORK | YGFC04STCE4XF1XB5L | [14 empty] | PPM-Oncall | 5
PPM-01982 | Oncall | Oncall | THIRD PARTY |  |  | FAN COIL UNIT | FAN COIL UNIT,FCU-B4-03(MB-1-MBGFB4-0593),ROOM 003,GROUND FLOOR,ACCOMMODATION BLOCK (B-4),ZONE-1,SBJ | SBJ-Z1-B4-GF-RM003-FCU0593 | B4 BUILDING | 6 | YORK | YGFC04STCE4XF1XB5L | [14 empty] | PPM-Oncall | 6
PPM-01983 | Oncall | Oncall | THIRD PARTY |  |  | FAN COIL UNIT | FAN COIL UNIT,FCU-B4-04(MB-1-MBGFB4-0594),ROOM 005,GROUND FLOOR,ACCOMMODATION BLOCK (B-4),ZONE-1,SBJ | SBJ-Z1-B4-GF-RM005-FCU0594 | B4 BUILDING | 6 | YORK | YGFC05STCE4XF1XB5L | [14 empty] | PPM-Oncall | 7
PPM-01984 | Oncall | Oncall | THIRD PARTY |  |  | FAN COIL UNIT | FAN COIL UNIT,FCU-B4-05(MB-1-MBGFB4-0595),EXIT CORRIDOR,GROUND FLOOR,ACCOMMODATION BLOCK (B-4),ZONE-1,SBJ | SBJ-Z1-B4-GF-EXC-FCU0595 | B4 BUILDING | 6 | YORK | YGFC06STCB4EF2XFLB | [14 empty] | PPM-Oncall | 8
PPM-01985 | Oncall | Oncall | THIRD PARTY |  |  | FAN COIL UNIT | FAN COIL UNIT,FCU-B4-06(MB-1-MBGFB4-0596),ROOM 006,GROUND FLOOR,ACCOMMODATION BLOCK (B-4),ZONE-1,SBJ | SBJ-Z1-B4-GF-RM006-FCU0596 | B4 BUILDING | 6 | YORK | YGFC05STCE4XFLXB5L | [14 empty] | PPM-Oncall | 9
PPM-01986 | Oncall | Oncall | THIRD PARTY |  |  | FAN COIL UNIT | FAN COIL UNIT,FCU-B4-07(MB-1-MBGFB4-0597),ROOM 004,GROUND FLOOR,ACCOMMODATION BLOCK (B-4),ZONE-1,SBJ | SBJ-Z1-B4-GF-RM004-FCU0597 | B4 BUILDING | 6 | YORK | YGFCO4STCE4XF1XB5L | [14 empty] | PPM-Oncall | 10
PPM-01987 | Oncall | Oncall | THIRD PARTY |  |  | FAN COIL UNIT | FAN COIL UNIT,FCU-B4-08(MB-1-MBGFB4-0598),ROOM 002,GROUND FLOOR,ACCOMMODATION BLOCK (B-4),ZONE-1,SBJ | SBJ-Z1-B4-GF-RM002-FCU0598 | B4 BUILDING | 6 | YORK | YGFC04STCE4XF1XB5L | [14 empty] | PPM-Oncall | 11
PPM-01988 | Oncall | Oncall | THIRD PARTY |  |  | FAN COIL UNIT | FAN COIL UNIT,FCU-B4-09(),CORRIDOR,GROUND FLOOR,ACCOMMODATION BLOCK (B-4),ZONE-1,SBJ | SBJ-Z1-B4-GF-CO-FCU | B4 BUILDING | 6 | YORK | [15 empty] | PPM-Oncall | 12
PPM-01989 | Oncall | Oncall | THIRD PARTY |  |  | FAN COIL UNIT | FAN COIL UNIT,FF-FCU-B4-10(MB-1-MBGFB4-0599),SERVICES AND STORE ROOM,FIRST FLOOR,ACCOMMODATION BLOCK (B-4),ZONE-1,SBJ | SBJ-Z1-B4-FF-SS-FCU0599 | B4 BUILDING | 6 | YORK | YGFC12STCB3EF2XFLB | [14 empty] | PPM-Oncall | 13
PPM-01990 | Oncall | Oncall | THIRD PARTY |  |  | FAN COIL UNIT | FAN COIL UNIT,FF-FCU-B4-11(MB-1-MBFFB4-0600),ROOM 102,FIRST FLOOR,ACCOMMODATION BLOCK (B-4),ZONE-1,SBJ | SBJ-Z1-B4-FF-RM102-FCU0600 | B4 BUILDING | 6 | YORK | YGFC08STCB4EF2XFLB | [14 empty] | PPM-Oncall | 14
PPM-01991 | Oncall | Oncall | THIRD PARTY |  |  | FAN COIL UNIT | FAN COIL UNIT,FF-FCU-B4-12(MB-1-MBFFB4-0601),ROOM 104,FIRST FLOOR,ACCOMMODATION BLOCK (B-4),ZONE-1,SBJ | SBJ-Z1-B4-FF-RM104-FCU0601 | B4 BUILDING | 6 | YORK | YGFC06STCE3XF1XB5L | [14 empty] | PPM-Oncall | 15
PPM-01992 | Oncall | Oncall | THIRD PARTY |  |  | FAN COIL UNIT | FAN COIL UNIT,FF-FCU-B4-13(MB-1-MBFFB4-0602),ROOM 106,FIRST FLOOR,ACCOMMODATION BLOCK (B-4),ZONE-1,SBJ | SBJ-Z1-B4-FF-RM106-FCU0602 | B4 BUILDING | 6 | YORK | YGFC06STCE3XF1XB5L | [14 empty] | PPM-Oncall | 16
PPM-01993 | Oncall | Oncall | THIRD PARTY |  |  | FAN COIL UNIT | FAN COIL UNIT,FF-FCU-B4-14(MB-1-MBFFB4-0603),ROOM 108,FIRST FLOOR,ACCOMMODATION BLOCK (B-4),ZONE-1,SBJ | SBJ-Z1-B4-FF-RM108-FCU0603 | B4 BUILDING | 6 | YORK | YGFCO6STCE3XF1XB5L | [14 empty] | PPM-Oncall | 17
PPM-01994 | Oncall | Oncall | THIRD PARTY |  |  | FAN COIL UNIT | FAN COIL UNIT,FF-FCU-B4-15(MB-1-MBFFB4-0604),ROOM 107,FIRST FLOOR,ACCOMMODATION BLOCK (B-4),ZONE-1,SBJ | SBJ-Z1-B4-FF-RM107-FCU0604 | B4 BUILDING | 6 | YORK | YGFC07STCE4XF1XB5L | [14 empty] | PPM-Oncall | 18
PPM-01995 | Oncall | Oncall | THIRD PARTY |  |  | FAN COIL UNIT | FAN COIL UNIT,FF-FCU-B4-16(MB-1-MBFFB4-0606),ROOM 109,FIRST FLOOR,ACCOMMODATION BLOCK (B-4),ZONE-1,SBJ | SBJ-Z1-B4-FF-RM109-FCU0606 | B4 BUILDING | 6 | YORK | YGFC07STCE4XF1XB5L | [14 empty] | PPM-Oncall | 19
PPM-01996 | Oncall | Oncall | THIRD PARTY |  |  | FAN COIL UNIT | FAN COIL UNIT,FF-FCU-B4-17(MB-1-MBFFB4-0607),EXIT CORRIDOR,FIRST FLOOR,ACCOMMODATION BLOCK (B-4),ZONE-1,SBJ | SBJ-Z1-B4-FF-EXC-FCU0607 | B4 BUILDING | 6 | YORK | YGFC06STCE4XF1XB5L | [14 empty] | PPM-Oncall | 20
PPM-01997 | Oncall | Oncall | THIRD PARTY |  |  | FAN COIL UNIT | FAN COIL UNIT,FF-FCU-B4-18(MB-1-MBFFB4-0608),ROOM 105,FIRST FLOOR,ACCOMMODATION BLOCK (B-4),ZONE-1,SBJ | SBJ-Z1-B4-FF-RM105-FCU0608 | B4 BUILDING | 6 | YORK | YGFC06STCE4XF1XB5L | [14 empty] | PPM-Oncall | 21
PPM-01998 | Oncall | Oncall | THIRD PARTY |  |  | FAN COIL UNIT | FAN COIL UNIT,FF-FCU-B4-19(MB-1-MBFFB4-0609),ROOM 103,FIRST FLOOR,ACCOMMODATION BLOCK (B-4),ZONE-1,SBJ | SBJ-Z1-B4-FF-RM103-FCU0609 | B4 BUILDING | 6 | YORK | YGFC06STCE4XF1XB5L | [14 empty] | PPM-Oncall | 22
PPM-01999 | Oncall | Oncall | THIRD PARTY |  |  | FAN COIL UNIT | FAN COIL UNIT,FF-FCU-B4-20(MB-1-MBFFB4-0610),ROOM 101,FIRST FLOOR,ACCOMMODATION BLOCK (B-4),ZONE-1,SBJ | SBJ-Z1-B4-FF-RM101-FCU0610 | B4 BUILDING | 6 | YORK | YGFC06STCE4XF1XB5L | [14 empty] | PPM-Oncall | 23
PPM-02000 | Oncall | Oncall | THIRD PARTY |  |  | FAN COIL UNIT | FAN COIL UNIT,FF-FCU-B4-21(MB-1-MBFFB4-0611),CORRIDOR,FIRST FLOOR,ACCOMMODATION BLOCK (B-4),ZONE-1,SBJ | SBJ-Z1-B4-FF-CO-FCU0611 | B4 BUILDING | 6 | YORK | YGFC14STCB4EF2XFLB | [14 empty] | PPM-Oncall | 24
PPM-02001 | Oncall | Oncall | THIRD PARTY |  |  | EXTRACT FAN | EXTRACT FANS,B4-RF-TOILET EXT FAN(MB-1-MBRFB4-0615),ROOFTOP,ACCOMMODATION BLOCK (B-4),ZONE-1,SBJ | SBJ-Z1-B4-RF-HVEXF-0615 | B4 BUILDING | 5 | Twin City | BS1 50AHP | [14 empty] | PPM-Oncall | 25
PPM-02002 | Oncall | Oncall | THIRD PARTY |  |  | EXTRACT FAN | EXTRACT FANS,B4-RF-KITCHEN EX FAN(MB-1-MBRFB4-0616),ROOFTOP,ACCOMMODATION BLOCK (B-4),ZONE-1,SBJ | SBJ-Z1-B4-RF-HVEXF-0616 | B4 BUILDING | 5 | Twin City | BSI 80A | [14 empty] | PPM-Oncall | 26
PPM-02003 | Oncall | Oncall | THIRD PARTY |  |  | FAHU | FAHU,B4-RF-FAHU-01(MB-1-MBRFB4-0612),ROOFTOP,ACCOMMODATION BLOCK (B-4),ZONE-1,SBJ | SBJ-Z1-B4-RF-FAHU-0612 | B4 BUILDING | 5 | YORK | CTA 36 | [14 empty] | PPM-Oncall | 27
PPM-02004 | Oncall | Oncall | THIRD PARTY |  |  | CONTROL PANEL | CONTROL PANEL HWR ,ROOF,ACCOMMODATION BLOCK (B-4),ZONE-1,SBJ | SBJ-Z1-B4-RF-CPHWR | B4 BUILDING | 5 | [16 empty] | PPM-Oncall | 28
PPM-02005 | Oncall | Oncall | THIRD PARTY |  |  | CONTROL PANEL | BOOSTER PUMP CONTROL PANEL,ROOF,ACCOMMODATION BLOCK (B-4),ZONE-1,SBJ | SBJ-Z1-B4-RF-CPBP | B4 BUILDING | 5 | [16 empty] | PPM-Oncall | 29
PPM-02006 | Oncall | Oncall | THIRD PARTY |  |  | BOOSTER PUMP | BOOSTER PUMP-1,ROOF,ACCOMMODATION BLOCK (B-4),ZONE-1,SBJ | SBJ-Z1-B4-RF-CPBP1 | B4 BUILDING | 5 | [16 empty] | PPM-Oncall | 30
PPM-02007 | Oncall | Oncall | THIRD PARTY |  |  | BOOSTER PUMP | BOOSTER PUMP-2,ROOF,ACCOMMODATION BLOCK (B-4),ZONE-1,SBJ | SBJ-Z1-B4-RF-CPBP2 | B4 BUILDING | 5 | [16 empty] | PPM-Oncall | 31
PPM-02008 | Oncall | Oncall | THIRD PARTY |  |  | ELECTRICAL FITTINGS & FIXTURES | ELECTRICAL FITTINGS & FIXTURES,ACCOMMODATION BLOCK (B-5),ZONE-1,SBJ | SBJ-Z1-B5-EFF | B5 BUILDING | 4 | [16 empty] | PPM-Oncall | 32
PPM-02009 | Oncall | Oncall | THIRD PARTY |  |  | SANITARY FITTINGS & FIXTURES | SANITARY FITTINGS & FIXTURES,ACCOMMODATION BLOCK (B-5),ZONE-1,SBJ | SBJ-Z1-B5-SFF | B5 BUILDING | 4 | [16 empty] | PPM-Oncall | 33
PPM-02010 | Oncall | Oncall | THIRD PARTY |  |  | FAN COIL UNIT | FAN COIL UNIT,FCU-B5-01(MB-1-MBGFB5-0617),TV ROOM,GROUND FLOOR,ACCOMMODATION BLOCK (B-5),ZONE-1,SBJ | SBJ-Z1-B5-GF-TVR-FCU0617 | B5 BUILDING | 6 | YORK | YGFC14STCB4EF2XFLB | [14 empty] | PPM-Oncall | 34
PPM-02011 | Oncall | Oncall | THIRD PARTY |  |  | FAN COIL UNIT | FAN COIL UNIT,FCU-B5-02(MB-1-MBGFB5-0618),EXIT CORRIDOR,GROUND FLOOR,ACCOMMODATION BLOCK (B-5),ZONE-1,SBJ | SBJ-Z1-B5-GF-EXC-FCU0618 | B5 BUILDING | 6 | YORK | YGFC04STCE4XF1XB5L | [14 empty] | PPM-Oncall | 35
PPM-02012 | Oncall | Oncall | THIRD PARTY |  |  | FAN COIL UNIT | FAN COIL UNIT,FCU-B5-03(MB-1-MBGFB5-0619),ROOM 003,GROUND FLOOR,ACCOMMODATION BLOCK (B-5),ZONE-1,SBJ | SBJ-Z1-B5-GF-RM003-FCU0619 | B5 BUILDING | 6 | YORK | YGFC04STCE4XF1XB5L | [14 empty] | PPM-Oncall | 36
PPM-02013 | Oncall | Oncall | THIRD PARTY |  |  | FAN COIL UNIT | FAN COIL UNIT,FCU-B5-04(MB-1-MBGFB5-0620),ROOM 005,GROUND FLOOR,ACCOMMODATION BLOCK (B-5),ZONE-1,SBJ | SBJ-Z1-B5-GF-RM005-FCU0620 | B5 BUILDING | 6 | YORK | YGFC05STCE4XF1XB5L | [14 empty] | PPM-Oncall | 37
PPM-02014 | Oncall | Oncall | THIRD PARTY |  |  | FAN COIL UNIT | FAN COIL UNIT,FCU-B5-05(MB-1-MBGFB5-0621),ROOM 001,GROUND FLOOR,ACCOMMODATION BLOCK (B-5),ZONE-1,SBJ | SBJ-Z1-B5-GF-RM001-FCU0621 | B5 BUILDING | 6 | YORK | YGFC06STCB4EF2XFLB | [14 empty] | PPM-Oncall | 38
PPM-02015 | Oncall | Oncall | THIRD PARTY |  |  | FAN COIL UNIT | FAN COIL UNIT,FCU-B5-06(MB-1-MBGFB5-0622),ROOM 006,GROUND FLOOR,ACCOMMODATION BLOCK (B-5),ZONE-1,SBJ | SBJ-Z1-B5-GF-RM006-FCU0622 | B5 BUILDING | 6 | YORK | YGFC05STCE4XF1XB5L | [14 empty] | PPM-Oncall | 39
PPM-02016 | Oncall | Oncall | THIRD PARTY |  |  | FAN COIL UNIT | FAN COIL UNIT,FCU-B5-07(MB-1-MBGFB5-0623),ROOM 004,GROUND FLOOR,ACCOMMODATION BLOCK (B-5),ZONE-1,SBJ | SBJ-Z1-B5-GF-RM004-FCU0623 | B5 BUILDING | 6 | YORK | YGFCO4STCE4XF1XB5L | [14 empty] | PPM-Oncall | 40
PPM-02017 | Oncall | Oncall | THIRD PARTY |  |  | FAN COIL UNIT | FAN COIL UNIT,FCU-B5-08(MB-1-MBGFB5-0624),ROOM 002,GROUND FLOOR,ACCOMMODATION BLOCK (B-5),ZONE-1,SBJ | SBJ-Z1-B5-GF-RM002-FCU0624 | B5 BUILDING | 6 | YORK | YGFC04STCE4XF1XB5L | [14 empty] | PPM-Oncall | 41
PPM-02018 | Oncall | Oncall | THIRD PARTY |  |  | FAN COIL UNIT | FAN COIL UNIT,FCU-B5-09(MB-1-MBGFB5-0625),CORRIDOR,GROUND FLOOR,ACCOMMODATION BLOCK (B-5),ZONE-1,SBJ | SBJ-Z1-B5-GF-CO-FCU0625 | B5 BUILDING | 6 | YORK | YDFC12STCB3EF2XFLB | [14 empty] | PPM-Oncall | 42
PPM-02019 | Oncall | Oncall | THIRD PARTY |  |  | FAN COIL UNIT | FAN COIL UNIT,FF-FCU-B5-10(MB-1-MBFFB5-0626),STORE ROOM,FIRST FLOOR,ACCOMMODATION BLOCK (B-5),ZONE-1,SBJ | SBJ-Z1-B5-FF-ST-FCU0626 | B5 BUILDING | 6 | YORK | YGFC08STCB4EF2XFLB | [14 empty] | PPM-Oncall | 43
PPM-02020 | Oncall | Oncall | THIRD PARTY |  |  | FAN COIL UNIT | FAN COIL UNIT,FF-FCU-B5-11(MB-1-MBFFB5-0627),ROOM 102,FIRST FLOOR,ACCOMMODATION BLOCK (B-5),ZONE-1,SBJ | SBJ-Z1-B5-FF-RM102-FCU0627 | B5 BUILDING | 6 | YORK | YGFC04STCE4XF1XB5L | [14 empty] | PPM-Oncall | 44
PPM-02021 | Oncall | Oncall | THIRD PARTY |  |  | FAN COIL UNIT | FAN COIL UNIT,FF-FCU-B5-12(MB-1-MBFFB5-0628),ROOM 104,FIRST FLOOR,ACCOMMODATION BLOCK (B-5),ZONE-1,SBJ | SBJ-Z1-B5-FF-RM104-FCU0628 | B5 BUILDING | 6 | YORK | YGFC04STCE4XF1XB5L | [14 empty] | PPM-Oncall | 45
PPM-02022 | Oncall | Oncall | THIRD PARTY |  |  | FAN COIL UNIT | FAN COIL UNIT,FF-FCU-B5-13(MB-1-MBFFB5-0629),ROOM 106,FIRST FLOOR,ACCOMMODATION BLOCK (B-5),ZONE-1,SBJ | SBJ-Z1-B5-FF-RM106-FCU0629 | B5 BUILDING | 6 | YORK | YGFC04STCE4XF1XB5L | [14 empty] | PPM-Oncall | 46
PPM-02023 | Oncall | Oncall | THIRD PARTY |  |  | FAN COIL UNIT | FAN COIL UNIT,FF-FCU-B5-14(MB-1-MBFFB5-0630),ROOM 108,FIRST FLOOR,ACCOMMODATION BLOCK (B-5),ZONE-1,SBJ | SBJ-Z1-B5-FF-RM108-FCU0630 | B5 BUILDING | 6 | YORK | YGFC05STCE4XF1XB5L | [14 empty] | PPM-Oncall | 47
PPM-02024 | Oncall | Oncall | THIRD PARTY |  |  | FAN COIL UNIT | FAN COIL UNIT,FF-FCU-B5-15(MB-1-MBFFB5-0631),EXIT CORRIDOR,FIRST FLOOR,ACCOMMODATION BLOCK (B-5),ZONE-1,SBJ | SBJ-Z1-B5-FF-EXC-FCU0631 | B5 BUILDING | 6 | YORK | YDFC07STCB3EF2XFLB | [14 empty] | PPM-Oncall | 48
PPM-02025 | Oncall | Oncall | THIRD PARTY |  |  | FAN COIL UNIT | FAN COIL UNIT,FF-FCU-B5-16(MB-1-MBFFB5-0632),ROOM 109,FIRST FLOOR,ACCOMMODATION BLOCK (B-5),ZONE-1,SBJ | SBJ-Z1-B5-FF-RM109-FCU0632 | B5 BUILDING | 6 | YORK | YGFC06STCB3EFZXFLB | [14 empty] | PPM-Oncall | 49
PPM-02026 | Oncall | Oncall | THIRD PARTY |  |  | FAN COIL UNIT | FAN COIL UNIT,FF-FCU-B5-17(MB-1-MBFFB5-0633),ROOM 107,FIRST FLOOR,ACCOMMODATION BLOCK (B-5),ZONE-1,SBJ | SBJ-Z1-B5-FF-RM107-FCU0633 | B5 BUILDING | 6 | YORK | YGFC05STCE4XF1XB5L | [14 empty] | PPM-Oncall | 50
PPM-02027 | Oncall | Oncall | THIRD PARTY |  |  | FAN COIL UNIT | FAN COIL UNIT,FF-FCU-B5-18(MB-1-MBFFB5-0634),ROOM 105,FIRST FLOOR,ACCOMMODATION BLOCK (B-5),ZONE-1,SBJ | SBJ-Z1-B5-FF-RM105-FCU0634 | B5 BUILDING | 6 | YORK | YGFC04STCE4XF1XB5L | [14 empty] | PPM-Oncall | 51
PPM-02028 | Oncall | Oncall | THIRD PARTY |  |  | FAN COIL UNIT | FAN COIL UNIT,FF-FCU-B5-19(MB-1-MBFFB5-0635),ROOM 103,FIRST FLOOR,ACCOMMODATION BLOCK (B-5),ZONE-1,SBJ | SBJ-Z1-B5-FF-RM103-FCU0635 | B5 BUILDING | 6 | YORK | YGFC04STCE4XF1XB5L | [14 empty] | PPM-Oncall | 52
PPM-02029 | Oncall | Oncall | THIRD PARTY |  |  | FAN COIL UNIT | FAN COIL UNIT,FF-FCU-B5-20(MB-1-MBFFB5-0636),ROOM 101,FIRST FLOOR,ACCOMMODATION BLOCK (B-5),ZONE-1,SBJ | SBJ-Z1-B5-FF-RM101-FCU0636 | B5 BUILDING | 6 | YORK | YGFC04STCE4XF1XB5L | [14 empty] | PPM-Oncall | 53
PPM-02030 | Oncall | Oncall | THIRD PARTY |  |  | FAN COIL UNIT | FAN COIL UNIT,FF-FCU-B5-21(MB-1-MBFFB5-0637),SERVICES AND STORE ROOM,FIRST FLOOR,ACCOMMODATION BLOCK (B-5),ZONE-1,SBJ | SBJ-Z1-B5-FF-SS-FCU0637 | B5 BUILDING | 6 | YORK | YGFC10STCB3EF2XFLB | [14 empty] | PPM-Oncall | 54
PPM-02031 | Oncall | Oncall | THIRD PARTY |  |  | FAN COIL UNIT | FAN COIL UNIT,SF-FCU-B5-22(MB-1-MBSFB5-0638),SERVICES AND STORE ROOM,SECOND FLOOR,ACCOMMODATION BLOCK (B-5),ZONE-1,SBJ | SBJ-Z1-B5-SF-SS-FCU0638 | B5 BUILDING | 6 | YORK | YGFC08STCB4EF2XFLB | [14 empty] | PPM-Oncall | 55
PPM-02032 | Oncall | Oncall | THIRD PARTY |  |  | FAN COIL UNIT | FAN COIL UNIT,SF-FCU-B5-23(MB-1-MBSFB5-0639),ROOM 202,SECOND FLOOR,ACCOMMODATION BLOCK (B-5),ZONE-1,SBJ | SBJ-Z1-B5-SF-RM202-FCU0639 | B5 BUILDING | 6 | YORK | YGFC06STCE3XF1XB5L | [14 empty] | PPM-Oncall | 56
PPM-02033 | Oncall | Oncall | THIRD PARTY |  |  | FAN COIL UNIT | FAN COIL UNIT,SF-FCU-B5-24(MB-1-MBSFB5-0640),ROOM 204,SECOND FLOOR,ACCOMMODATION BLOCK (B-5),ZONE-1,SBJ | SBJ-Z1-B5-SF-RM204-FCU0640 | B5 BUILDING | 6 | YORK | YGFC06STCE3XF1XB5L | [14 empty] | PPM-Oncall | 57
PPM-02034 | Oncall | Oncall | THIRD PARTY |  |  | FAN COIL UNIT | FAN COIL UNIT,SF-FCU-B5-25(MB-1-MBSFB5-0641),ROOM 206,SECOND FLOOR,ACCOMMODATION BLOCK (B-5),ZONE-1,SBJ | SBJ-Z1-B5-SF-RM206-FCU0641 | B5 BUILDING | 6 | YORK | YGFC06STCE3XF1XB5L | [14 empty] | PPM-Oncall | 58
PPM-02035 | Oncall | Oncall | THIRD PARTY |  |  | FAN COIL UNIT | FAN COIL UNIT,SF-FCU-B5-26(MB-1-MBSFB5-0642),ROOM 208,SECOND FLOOR,ACCOMMODATION BLOCK (B-5),ZONE-1,SBJ | SBJ-Z1-B5-SF-RM208-FCU0642 | B5 BUILDING | 6 | YORK | YGFC07STCE4XF1XB5L | [14 empty] | PPM-Oncall | 59
PPM-02036 | Oncall | Oncall | THIRD PARTY |  |  | FAN COIL UNIT | FAN COIL UNIT,SF-FCU-B5-27(MB-1-MBSFB5-0643),EXIT CORRIDOR,SECOND FLOOR,ACCOMMODATION BLOCK (B-5),ZONE-1,SBJ | SBJ-Z1-B5-SF-EXC-FCU0643 | B5 BUILDING | 6 | YORK | YGFC06STCB4EEZXFLB | [14 empty] | PPM-Oncall | 60
PPM-02037 | Oncall | Oncall | THIRD PARTY |  |  | FAN COIL UNIT | FAN COIL UNIT,SF-FCU-B5-28(MB-1-MBSFB5-0644),ROOM 209,SECOND FLOOR,ACCOMMODATION BLOCK (B-5),ZONE-1,SBJ | SBJ-Z1-B5-SF-RM209-FCU0644 | B5 BUILDING | 6 | YORK | YGFC07STCE4XF1XB5L | [14 empty] | PPM-Oncall | 61
PPM-02038 | Oncall | Oncall | THIRD PARTY |  |  | FAN COIL UNIT | FAN COIL UNIT,SF-FCU-B5-29(MB-1-MBSFB5-0645),ROOM 207,SECOND FLOOR,ACCOMMODATION BLOCK (B-5),ZONE-1,SBJ | SBJ-Z1-B5-SF-RM207-FCU0645 | B5 BUILDING | 6 | YORK | YGFC06STCE4XF1XB5L | [14 empty] | PPM-Oncall | 62
PPM-02039 | Oncall | Oncall | THIRD PARTY |  |  | FAN COIL UNIT | FAN COIL UNIT,SF-FCU-B5-30(MB-1-MBSFB5-0646),ROOM 205,SECOND FLOOR,ACCOMMODATION BLOCK (B-5),ZONE-1,SBJ | SBJ-Z1-B5-SF-RM205-FCU0646 | B5 BUILDING | 6 | YORK | YGFC06STCE4XF1XB5L | [14 empty] | PPM-Oncall | 63
PPM-02040 | Oncall | Oncall | THIRD PARTY |  |  | FAN COIL UNIT | FAN COIL UNIT,SF-FCU-B5-31(MB-1-MBSFB5-0647),ROOM 203,SECOND FLOOR,ACCOMMODATION BLOCK (B-5),ZONE-1,SBJ | SBJ-Z1-B5-SF-RM203-FCU0647 | B5 BUILDING | 6 | YORK | YGFC06STCE4XF1XB5L | [14 empty] | PPM-Oncall | 64
PPM-02041 | Oncall | Oncall | THIRD PARTY |  |  | FAN COIL UNIT | FAN COIL UNIT,SF-FCU-B5-32(MB-1-MBSFB5-0648),ROOM 201,SECOND FLOOR,ACCOMMODATION BLOCK (B-5),ZONE-1,SBJ | SBJ-Z1-B5-SF-RM201-FCU0648 | B5 BUILDING | 6 | YORK | YGFC06STCE4XF1XB5L | [14 empty] | PPM-Oncall | 65
PPM-02042 | Oncall | Oncall | THIRD PARTY |  |  | FAN COIL UNIT | FAN COIL UNIT,SF-FCU-B5-33(MB-1-MBSFB5-0649),CORRIDOR,SECOND FLOOR,ACCOMMODATION BLOCK (B-5),ZONE-1,SBJ | SBJ-Z1-B5-SF-CO-FCU0649 | B5 BUILDING | 6 | YORK | YGFC12STCB3EF2XFLB | [14 empty] | PPM-Oncall | 66
PPM-02043 | Oncall | Oncall | THIRD PARTY |  |  | EXTRACT FAN | EXTRACT FANS,B5-RF-TOILET EXT FAN(MB-1-MBRFB5-0653),ROOFTOP,ACCOMMODATION BLOCK (B-5),ZONE-1,SBJ | SBJ-Z1-B5-RF-CH-0653 | B5 BUILDING | 5 | Twin City | BSI 165AHP | [14 empty] | PPM-Oncall | 67
PPM-02044 | Oncall | Oncall | THIRD PARTY |  |  | EXTRACT FAN | EXTRACT FANS,B5-RF-KITCHEN EX FAN(MB-1-MBRFB5-0654),ROOFTOP,ACCOMMODATION BLOCK (B-5),ZONE-1,SBJ | SBJ-Z1-B5-RF-CH-0588 | B5 BUILDING | 5 | Twin City | BSI 80A | [14 empty] | PPM-Oncall | 68
PPM-02045 | Oncall | Oncall | THIRD PARTY |  |  | FAHU | FAHU,B5 RF-FAHU-01(MB-1-MBRFB5-0650),ROOFTOP,ACCOMMODATION BLOCK (B-5),ZONE-1,SBJ | SBJ-Z1-B5-RF-HVEXF-0589 | B5 BUILDING | 5 | YORK | CTA0048 | [14 empty] | PPM-Oncall | 69
PPM-02046 | Oncall | Oncall | THIRD PARTY |  |  | FAHU | FAHU,B5 RF-FAHU-01(MB-1-MBRFB5-0651),ROOFTOP,ACCOMMODATION BLOCK (B-5),ZONE-1,SBJ | SBJ-Z1-B5-RF-HVEXF-0590 | B5 BUILDING | 5 | YORK | YCAL0046 | [14 empty] | PPM-Oncall | 70
PPM-02047 | Oncall | Oncall | THIRD PARTY |  |  | FAHU | FAHU,B5 RF-FAHU-02(MB-1-MBRFB5-0652),ROOFTOP,ACCOMMODATION BLOCK (B-5),ZONE-1,SBJ | SBJ-Z1-B5-RF-FAHU-0591 | B5 BUILDING | 5 | YORK | YCAL0046 | [14 empty] | PPM-Oncall | 71
PPM-02048 | Oncall | Oncall | THIRD PARTY |  |  | CONTROL PANEL | CONTROL PANEL HWR ,ROOF,ACCOMMODATION BLOCK (B-5),ZONE-1,SBJ | SBJ-Z1-B5-RF-CPHWR | B5 BUILDING | 5 | [16 empty] | PPM-Oncall | 72
PPM-02049 | Oncall | Oncall | THIRD PARTY |  |  | CONTROL PANEL | BOOSTER PUMP CONTROL PANEL,ROOF,ACCOMMODATION BLOCK (B-5),ZONE-1,SBJ | SBJ-Z1-B5-RF-CPBP | B5 BUILDING | 5 | [16 empty] | PPM-Oncall | 73
PPM-02050 | Oncall | Oncall | THIRD PARTY |  |  | BOOSTER PUMP | BOOSTER PUMP-1,ROOF,ACCOMMODATION BLOCK (B-5),ZONE-1,SBJ | SBJ-Z1-B5-RF-CPBP1 | B5 BUILDING | 5 | [16 empty] | PPM-Oncall | 74
PPM-02051 | Oncall | Oncall | THIRD PARTY |  |  | BOOSTER PUMP | BOOSTER PUMP-2,ROOF,ACCOMMODATION BLOCK (B-5),ZONE-1,SBJ | SBJ-Z1-B5-RF-CPBP2 | B5 BUILDING | 5 | [16 empty] | PPM-Oncall | 75
PPM-02052 | Oncall | Oncall | THIRD PARTY |  |  | ELECTRICAL FITTINGS & FIXTURES | ELECTRICAL FITTINGS & FIXTURES,ACCOMMODATION BLOCK (B-6),ZONE-1,SBJ | SBJ-Z1-B6-EFF | B6 BUILDING | 4 | [16 empty] | PPM-Oncall | 76
PPM-02053 | Oncall | Oncall | THIRD PARTY |  |  | SANITARY FITTINGS & FIXTURES | SANITARY FITTINGS & FIXTURES,ACCOMMODATION BLOCK (B-6),ZONE-1,SBJ | SBJ-Z1-B6-SFF | B6 BUILDING | 4 | [16 empty] | PPM-Oncall | 77
PPM-02054 | Oncall | Oncall | THIRD PARTY |  |  | FAN COIL UNIT | FAN COIL UNIT,FCU-B6-01(MB-1-MBGFB6-0655),TV ROOM,GROUND FLOOR,ACCOMMODATION BLOCK (B-6),ZONE-1,SBJ | SBJ-Z1-B6-GF-TVR-FCU0655 | B6 BUILDING | 6 | YORK | YGFC14STCB4EF2XFLB | [14 empty] | PPM-Oncall | 78
PPM-02055 | Oncall | Oncall | THIRD PARTY |  |  | FAN COIL UNIT | FAN COIL UNIT,FCU-B6-02(MB-1-MBGFB6-0656),ROOM 001,GROUND FLOOR,ACCOMMODATION BLOCK (B-6),ZONE-1,SBJ | SBJ-Z1-B6-GF-RM001-FCU0656 | B6 BUILDING | 6 | YORK | YGFC04STCE4XF1XB5L | [14 empty] | PPM-Oncall | 79
PPM-02056 | Oncall | Oncall | THIRD PARTY |  |  | FAN COIL UNIT | FAN COIL UNIT,FCU-B6-03(MB-1-MBGFB6-0657),ROOM 003,GROUND FLOOR,ACCOMMODATION BLOCK (B-6),ZONE-1,SBJ | SBJ-Z1-B6-GF-RM003-FCU0657 | B6 BUILDING | 6 | YORK | YGFC04STCE4XF1XB5L | [14 empty] | PPM-Oncall | 80
PPM-02057 | Oncall | Oncall | THIRD PARTY |  |  | FAN COIL UNIT | FAN COIL UNIT,FCU-B6-04(MB-1-MBGFB6-0658),ROOM 005,GROUND FLOOR,ACCOMMODATION BLOCK (B-6),ZONE-1,SBJ | SBJ-Z1-B6-GF-RM005-FCU0658 | B6 BUILDING | 6 | YORK | YGFC04STCE4XF1XB5L | [14 empty] | PPM-Oncall | 81
PPM-02058 | Oncall | Oncall | THIRD PARTY |  |  | FAN COIL UNIT | FAN COIL UNIT,FCU-B6-05(MB-1-MBGFB6-0659),ROOM 007,GROUND FLOOR,ACCOMMODATION BLOCK (B-6),ZONE-1,SBJ | SBJ-Z1-B6-GF-RM007-FCU0659 | B6 BUILDING | 6 | YORK | YGFC05STCE4XF1XB5L | [14 empty] | PPM-Oncall | 82
PPM-02059 | Oncall | Oncall | THIRD PARTY |  |  | FAN COIL UNIT | FAN COIL UNIT,FCU-B6-06(MB-1-MBGFB6-0660),EXIT CORRIDOR,GROUND FLOOR,ACCOMMODATION BLOCK (B-6),ZONE-1,SBJ | SBJ-Z1-B6-GF-EXC-FCU0660 | B6 BUILDING | 6 | YORK | YGFC07STCB3EF2XFLB | [14 empty] | PPM-Oncall | 83
PPM-02060 | Oncall | Oncall | THIRD PARTY |  |  | FAN COIL UNIT | FAN COIL UNIT,FCU-B6-07(MB-1-MBGFB6-0661),ROOM 008,GROUND FLOOR,ACCOMMODATION BLOCK (B-6),ZONE-1,SBJ | SBJ-Z1-B6-GF-RM008-FCU0661 | B6 BUILDING | 6 | YORK | YGFCO5STCE4XF1XB5L | [14 empty] | PPM-Oncall | 84
PPM-02061 | Oncall | Oncall | THIRD PARTY |  |  | FAN COIL UNIT | FAN COIL UNIT,FCU-B6-08(MB-1-MBGFB6-0662),ROOM 006,GROUND FLOOR,ACCOMMODATION BLOCK (B-6),ZONE-1,SBJ | SBJ-Z1-B6-GF-RM006-FCU0662 | B6 BUILDING | 6 | YORK | YGFC04STCE4XF1XB5L | [14 empty] | PPM-Oncall | 85
PPM-02062 | Oncall | Oncall | THIRD PARTY |  |  | FAN COIL UNIT | FAN COIL UNIT,FCU-B6-09(MB-1-MBGFB6-0663),ROOM 004,GROUND FLOOR,ACCOMMODATION BLOCK (B-6),ZONE-1,SBJ | SBJ-Z1-B6-GF-RM004-FCU0663 | B6 BUILDING | 6 | YORK | YDFC04STCE4XF1XB5L | [14 empty] | PPM-Oncall | 86
PPM-02063 | Oncall | Oncall | THIRD PARTY |  |  | FAN COIL UNIT | FAN COIL UNIT,FCU-B6-10(MB-1-MBGFB6-0664),ROOM 002,GROUND FLOOR,ACCOMMODATION BLOCK (B-6),ZONE-1,SBJ | SBJ-Z1-B6-GF-RM002-FCU0664 | B6 BUILDING | 6 | YORK | YGFC04STCE4XF1XB5L | [14 empty] | PPM-Oncall | 87
PPM-02064 | Oncall | Oncall | THIRD PARTY |  |  | FAN COIL UNIT | FAN COIL UNIT,FCU-B6-11(MB-1-MBGFB6-0665),CORRIDOR,GROUND FLOOR,ACCOMMODATION BLOCK (B-6),ZONE-1,SBJ | SBJ-Z1-B6-GF-CO-FCU0665 | B6 BUILDING | 6 | YORK | YGFC14STCB4EF2XFLB | [14 empty] | PPM-Oncall | 88
PPM-02065 | Oncall | Oncall | THIRD PARTY |  |  | FAN COIL UNIT | FAN COIL UNIT,FF-FCU-B6-13(MB-1-MBFFB6-0666),SERVICES AND STORE ROOM,FIRST FLOOR,ACCOMMODATION BLOCK (B-6),ZONE-1,SBJ | SBJ-Z1-B6-FF-SS-FCU0666 | B6 BUILDING | 6 | YORK | YGFC08STCB4EF2XFLB | [14 empty] | PPM-Oncall | 89
PPM-02066 | Oncall | Oncall | THIRD PARTY |  |  | FAN COIL UNIT | FAN COIL UNIT,FF-FCU-B6-14(MB-1-MBFFB6-0667),ROOM 102,FIRST FLOOR,ACCOMMODATION BLOCK (B-6),ZONE-1,SBJ | SBJ-Z1-B6-FF-RM102-FCU0667 | B6 BUILDING | 6 | YORK | YGFC05STCE4XF1XB5L | [14 empty] | PPM-Oncall | 90
PPM-02067 | Oncall | Oncall | THIRD PARTY |  |  | FAN COIL UNIT | FAN COIL UNIT,FF-FCU-B6-15(MB-1-MBFFB6-0668),ROOM 104,FIRST FLOOR,ACCOMMODATION BLOCK (B-6),ZONE-1,SBJ | SBJ-Z1-B6-FF-RM104-FCU0668 | B6 BUILDING | 6 | YORK | YGFC04STCE4XF1XB5L | [14 empty] | PPM-Oncall | 91
PPM-02068 | Oncall | Oncall | THIRD PARTY |  |  | FAN COIL UNIT | FAN COIL UNIT,FF-FCU-B6-16(MB-1-MBFFB6-0669),ROOM 106,FIRST FLOOR,ACCOMMODATION BLOCK (B-6),ZONE-1,SBJ | SBJ-Z1-B6-FF-RM106-FCU0669 | B6 BUILDING | 6 | YORK | YDFC04STCE4XF1XB5L | [14 empty] | PPM-Oncall | 92
PPM-02069 | Oncall | Oncall | THIRD PARTY |  |  | FAN COIL UNIT | FAN COIL UNIT,FF-FCU-B6-17(MB-1-MBFFB6-0670),ROOM 108,FIRST FLOOR,ACCOMMODATION BLOCK (B-6),ZONE-1,SBJ | SBJ-Z1-B6-FF-RM108-FCU0670 | B6 BUILDING | 6 | YORK | YGFC04STCE4XF1XB5L | [14 empty] | PPM-Oncall | 93
PPM-02070 | Oncall | Oncall | THIRD PARTY |  |  | FAN COIL UNIT | FAN COIL UNIT,FF-FCU-B6-18(MB-1-MBFFB6-0671),ROOM 110,FIRST FLOOR,ACCOMMODATION BLOCK (B-6),ZONE-1,SBJ | SBJ-Z1-B6-FF-RM110-FCU0671 | B6 BUILDING | 6 | YORK | YGFC04STCE4XF1XB5L | [14 empty] | PPM-Oncall | 94
PPM-02071 | Oncall | Oncall | THIRD PARTY |  |  | FAN COIL UNIT | FAN COIL UNIT,FF-FCU-B6-20(MB-1-MBFFB6-0672),ROOM 111,FIRST FLOOR,ACCOMMODATION BLOCK (B-6),ZONE-1,SBJ | SBJ-Z1-B6-FF-RM111-FCU0672 | B6 BUILDING | 6 | YORK | YGFC04STCE4XF1XB5L | [14 empty] | PPM-Oncall | 95
PPM-02072 | Oncall | Oncall | THIRD PARTY |  |  | FAN COIL UNIT | FAN COIL UNIT,FF-FCU-B6-21(MB-1-MBFFB6-0673),ROOM 109,FIRST FLOOR,ACCOMMODATION BLOCK (B-6),ZONE-1,SBJ | SBJ-Z1-B6-FF-RM109-FCU0673 | B6 BUILDING | 6 | YORK | YGFC04STCE4XF1XB5L | [14 empty] | PPM-Oncall | 96
PPM-02073 | Oncall | Oncall | THIRD PARTY |  |  | FAN COIL UNIT | FAN COIL UNIT,FF-FCU-B6-22(MB-1-MBFFB6-0674),ROOM 107,FIRST FLOOR,ACCOMMODATION BLOCK (B-6),ZONE-1,SBJ | SBJ-Z1-B6-FF-RM107-FCU0674 | B6 BUILDING | 6 | YORK | YGFC04STCE4XF1XB5L | [14 empty] | PPM-Oncall | 97
PPM-02074 | Oncall | Oncall | THIRD PARTY |  |  | FAN COIL UNIT | FAN COIL UNIT,FF-FCU-B6-23(MB-1-MBFFB6-0675),ROOM 105,FIRST FLOOR,ACCOMMODATION BLOCK (B-6),ZONE-1,SBJ | SBJ-Z1-B6-FF-RM105-FCU0675 | B6 BUILDING | 6 | YORK | YGFC04STCE4XF1XB5L | [14 empty] | PPM-Oncall | 98
PPM-02075 | Oncall | Oncall | THIRD PARTY |  |  | FAN COIL UNIT | FAN COIL UNIT,FF-FCU-B6-24(MB-1-MBFFB6-0676),ROOM 103,FIRST FLOOR,ACCOMMODATION BLOCK (B-6),ZONE-1,SBJ | SBJ-Z1-B6-FF-RM103-FCU0676 | B6 BUILDING | 6 | YORK | YGFC04STCE4XF1XB5L | [14 empty] | PPM-Oncall | 99
PPM-02076 | Oncall | Oncall | THIRD PARTY |  |  | FAN COIL UNIT | FAN COIL UNIT,FF-FCU-B6-25(MB-1-MBFFB6-0677),ROOM 101,FIRST FLOOR,ACCOMMODATION BLOCK (B-6),ZONE-1,SBJ | SBJ-Z1-B6-FF-RM101-FCU0677 | B6 BUILDING | 6 | YORK | YGFC05STCE4XF1XB5L | [14 empty] | PPM-Oncall | 100
PPM-02077 | Oncall | Oncall | THIRD PARTY |  |  | FAN COIL UNIT | FAN COIL UNIT,FF-FCU-B6-26(MB-1-MBFFB6-0678),CORRIDOR,FIRST FLOOR,ACCOMMODATION BLOCK (B-6),ZONE-1,SBJ | SBJ-Z1-B6-FF-CO-FCU0678 | B6 BUILDING | 6 | YORK | YGFC08STCB4EF2XFLB | [14 empty] | PPM-Oncall | 101
PPM-02078 | Oncall | Oncall | THIRD PARTY |  |  | FAN COIL UNIT | FAN COIL UNIT,SF-FCU-B6-27(MB-1-MBSFB6-0679),SERVICES AND STORE ROOM,SECOND FLOOR,ACCOMMODATION BLOCK (B-6),ZONE-1,SBJ | SBJ-Z1-B6-SF-SS-FCU0679 | B6 BUILDING | 5 | YORK | YGFC08STCB4EF2XFLB | [14 empty] | PPM-Oncall | 102
PPM-02079 | Oncall | Oncall | THIRD PARTY |  |  | FAN COIL UNIT | FAN COIL UNIT,SF-FCU-B6-28(MB-1-MBSFB6-0680),ROOM 202,SECOND FLOOR,ACCOMMODATION BLOCK (B-6),ZONE-1,SBJ | SBJ-Z1-B6-SF-RM202-FCU0680 | B6 BUILDING | 5 | YORK | YGFC06STCE4XF1XB5L | [14 empty] | PPM-Oncall | 103
PPM-02080 | Oncall | Oncall | THIRD PARTY |  |  | FAN COIL UNIT | FAN COIL UNIT,SF-FCU-B6-29(MB-1-MBSFB6-0681),ROOM 204,SECOND FLOOR,ACCOMMODATION BLOCK (B-6),ZONE-1,SBJ | SBJ-Z1-B6-SF-RM204-FCU0681 | B6 BUILDING | 5 | YORK | YGFC06STCE3XF1XB5L | [14 empty] | PPM-Oncall | 104
PPM-02081 | Oncall | Oncall | THIRD PARTY |  |  | FAN COIL UNIT | FAN COIL UNIT,SF-FCU-B6-30(MB-1-MBSFB6-0682),ROOM 206,SECOND FLOOR,ACCOMMODATION BLOCK (B-6),ZONE-1,SBJ | SBJ-Z1-B6-SF-RM206-FCU0682 | B6 BUILDING | 5 | YORK | YGFC06STCE3XF1XB5L | [14 empty] | PPM-Oncall | 105
PPM-02082 | Oncall | Oncall | THIRD PARTY |  |  | FAN COIL UNIT | FAN COIL UNIT,SF-FCU-B6-31(MB-1-MBSFB6-0683),ROOM 208,SECOND FLOOR,ACCOMMODATION BLOCK (B-6),ZONE-1,SBJ | SBJ-Z1-B6-SF-RM208-FCU0683 | B6 BUILDING | 5 | YORK | YGFC06STCE3XF1B5L | [14 empty] | PPM-Oncall | 106
PPM-02083 | Oncall | Oncall | THIRD PARTY |  |  | FAN COIL UNIT | FAN COIL UNIT,SF-FCU-B6-32(MB-1-MBSFB6-0684),ROOM 210,SECOND FLOOR,ACCOMMODATION BLOCK (B-6),ZONE-1,SBJ | SBJ-Z1-B6-SF-RM210-FCU0684 | B6 BUILDING | 5 | YORK | YGFC06STCE3XF1XB5L | [14 empty] | PPM-Oncall | 107
PPM-02084 | Oncall | Oncall | THIRD PARTY |  |  | FAN COIL UNIT | FAN COIL UNIT,SF-FCU-B6-33(MB-1-MBSFB6-0685),CORRIDOR,SECOND FLOOR,ACCOMMODATION BLOCK (B-6),ZONE-1,SBJ | SBJ-Z1-B6-SF-CO-FCU0685 | B6 BUILDING | 5 | YORK | YGFC06STCB4EF2XFLB | [14 empty] | PPM-Oncall | 108
PPM-02085 | Oncall | Oncall | THIRD PARTY |  |  | FAN COIL UNIT | FAN COIL UNIT,SF-FCU-B6-34(MB-1-MBSFB6-0686),ROOM 211,SECOND FLOOR,ACCOMMODATION BLOCK (B-6),ZONE-1,SBJ | SBJ-Z1-B6-SF-RM211-FCU0686 | B6 BUILDING | 5 | YORK | YGFC06STCE4XF1XB5L | [14 empty] | PPM-Oncall | 109
PPM-02086 | Oncall | Oncall | THIRD PARTY |  |  | FAN COIL UNIT | FAN COIL UNIT,SF-FCU-B6-35(MB-1-MBSFB6-0687),ROOM 209,SECOND FLOOR,ACCOMMODATION BLOCK (B-6),ZONE-1,SBJ | SBJ-Z1-B6-SF-RM209-FCU0687 | B6 BUILDING | 5 | YORK | YGFC06STCE4XF1XB5L | [14 empty] | PPM-Oncall | 110
PPM-02087 | Oncall | Oncall | THIRD PARTY |  |  | FAN COIL UNIT | FAN COIL UNIT,SF-FCU-B6-36(MB-1-MBSFB6-0688),ROOM 207,SECOND FLOOR,ACCOMMODATION BLOCK (B-6),ZONE-1,SBJ | SBJ-Z1-B6-SF-RM207-FCU0688 | B6 BUILDING | 5 | YORK | YGFC06STCE4XF1XB5L | [14 empty] | PPM-Oncall | 111
PPM-02088 | Oncall | Oncall | THIRD PARTY |  |  | FAN COIL UNIT | FAN COIL UNIT,SF-FCU-B6-37(MB-1-MBSFB6-0689),ROOM 205,SECOND FLOOR,ACCOMMODATION BLOCK (B-6),ZONE-1,SBJ | SBJ-Z1-B6-SF-RM205-FCU0689 | B6 BUILDING | 5 | YORK | YFGC06STCE4XF1XB5L | [14 empty] | PPM-Oncall | 112
PPM-02089 | Oncall | Oncall | THIRD PARTY |  |  | FAN COIL UNIT | FAN COIL UNIT,SF-FCU-B6-38(MB-1-MBSFB6-0690),ROOM 203,SECOND FLOOR,ACCOMMODATION BLOCK (B-6),ZONE-1,SBJ | SBJ-Z1-B6-SF-RM203-FCU0690 | B6 BUILDING | 5 | YORK | YGFC06STCE4XF1XB5L | [14 empty] | PPM-Oncall | 113
PPM-02090 | Oncall | Oncall | THIRD PARTY |  |  | FAN COIL UNIT | FAN COIL UNIT,SF-FCU-B6-39(MB-1-MBSFB6-0691),ROOM 201,SECOND FLOOR,ACCOMMODATION BLOCK (B-6),ZONE-1,SBJ | SBJ-Z1-B6-SF-RM201-FCU0691 | B6 BUILDING | 5 | YORK | YGFC06STCE4XF1XB5L | [14 empty] | PPM-Oncall | 114
PPM-02091 | Oncall | Oncall | THIRD PARTY |  |  | FAN COIL UNIT | FAN COIL UNIT,B6-SF-FCU-40(MB-1-MBSFB6-0692),CORRIDOR,SECOND FLOOR,ACCOMMODATION BLOCK (B-6),ZONE-1,SBJ | SBJ-Z1-B6-SF-CO-FCU0692 | B6 BUILDING | 5 | YORK | YGFC14STCB3EF2XFLB | [14 empty] | PPM-Oncall | 115
PPM-02092 | Oncall | Oncall | THIRD PARTY |  |  | EXTRACT FAN | EXTRACT FANS,B6-RF-TOILET EX. FAN(MB-1-MBRFB6-0696),ROOF,ACCOMMODATION BLOCK (B-6),ZONE-1,SBJ | SBJ-Z1-B6-RF-HVEXF-0696 | B6 BUILDING | 5 | Twin City | BSI 165 A | [14 empty] | PPM-Oncall | 116
PPM-02093 | Oncall | Oncall | THIRD PARTY |  |  | EXTRACT FAN | EXTRACT FANS,B6-RF-KITCHEN EX. FAN(MB-1-MBRFB6-0697),ROOF,ACCOMMODATION BLOCK (B-6),ZONE-1,SBJ | SBJ-Z1-B6-RF-HVEXF-0697 | B6 BUILDING | 5 | Twin City | BSI 80A | [14 empty] | PPM-Oncall | 117
PPM-02094 | Oncall | Oncall | THIRD PARTY |  |  | FAHU | FAHU,B6-RF-FAHU-01(MB-1-MBRFB6-0695),ROOF,ACCOMMODATION BLOCK (B-6),ZONE-1,SBJ | SBJ-Z1-B6-RF-FAHU-0695 | B6 BUILDING | 5 | YORK | CTA 048 | [14 empty] | PPM-Oncall | 118
PPM-02095 | Oncall | Oncall | THIRD PARTY |  |  | CONTROL PANEL | CONTROL PANEL HWR ,ROOF,ACCOMMODATION BLOCK (B-6),ZONE-1,SBJ | SBJ-Z1-B6-RF-CPHWR | B6 BUILDING | 5 | [16 empty] | PPM-Oncall | 119
PPM-02096 | Oncall | Oncall | THIRD PARTY |  |  | CONTROL PANEL | BOOSTER PUMP CONTROL PANEL,ROOF,ACCOMMODATION BLOCK (B-6),ZONE-1,SBJ | SBJ-Z1-B6-RF-CPBP | B6 BUILDING | 5 | [16 empty] | PPM-Oncall | 120
PPM-02097 | Oncall | Oncall | THIRD PARTY |  |  | BOOSTER PUMP | BOOSTER PUMP-1,ROOF,ACCOMMODATION BLOCK (B-6),ZONE-1,SBJ | SBJ-Z1-B6-RF-CPBP1 | B6 BUILDING | 5 | [16 empty] | PPM-Oncall | 121
PPM-02098 | Oncall | Oncall | THIRD PARTY |  |  | BOOSTER PUMP | BOOSTER PUMP-2,ROOF,ACCOMMODATION BLOCK (B-6),ZONE-1,SBJ | SBJ-Z1-B6-RF-CPBP2 | B6 BUILDING | 5 | [16 empty] | PPM-Oncall | 122
PPM-02099 | Oncall | Oncall | THIRD PARTY |  |  | AIR DIFFUSER | AC DIFFUSER,MALE TOILET STORE,VILLAGE SQUARE,ZONE-2,SBJ | SBJ-Z2-VS-MTS-ACD | VILLAGE SQUARE | 5 | [7 empty] | 30/6/1900 | 29/12/1900 | 29/6/1901 | [5 empty] | 1901-06-29 | PPM-Oncall | 123
PPM-02100 | Oncall | Oncall | THIRD PARTY |  |  | AIR DIFFUSER | AC DIFFUSER,PRAYER ROOM,VILLAGE SQUARE,ZONE-2,SBJ | SBJ-Z2-VS-PR-ACD | VILLAGE SQUARE | 5 | [7 empty] | 30/6/1900 | 29/12/1900 | 29/6/1901 | [5 empty] | 1901-06-29 | PPM-Oncall | 124
PPM-02101 | Oncall | Oncall | THIRD PARTY |  |  | AIR DIFFUSER | AC DIFFUSER,MALE WASH ROOM,VILLAGE SQUARE,ZONE-2,SBJ | SBJ-Z2-VS-MPR-ACD | VILLAGE SQUARE | 5 | [7 empty] | 30/6/1900 | 29/12/1900 | 29/6/1901 | [5 empty] | 1901-06-29 | PPM-Oncall | 125
PPM-02102 | Oncall | Oncall | THIRD PARTY |  |  | AIR DIFFUSER | AC DIFFUSER,FEMALE WASH ROOM,VILLAGE SQUARE,ZONE-2,SBJ | SBJ-Z2-VS-FWR-ACD | VILLAGE SQUARE | 5 | [7 empty] | 30/6/1900 | 29/12/1900 | 29/6/1901 | [5 empty] | 1901-06-29 | PPM-Oncall | 126
PPM-02103 | Oncall | Oncall | THIRD PARTY |  |  | AIR DIFFUSER | AC DIFFUSER,MALE TOILET STORE,VILLAGE SQUARE,ZONE-2,SBJ | SBJ-Z2-VS-MTS-ACD | VILLAGE SQUARE | 1 |  |  | Working |  |  |  |  | 30/6/1900 | 29/12/1900 | 29/6/1901 | [5 empty] | 1901-06-29 | PPM-Oncall | 127
PPM-02104 | Oncall | Oncall | THIRD PARTY |  |  | AIR DIFFUSER | AC DIFFUSER,PRAYER ROOM,VILLAGE SQUARE,ZONE-2,SBJ | SBJ-Z2-VS-PR-ACD | VILLAGE SQUARE | 1 |  |  | Working |  |  |  |  | 30/6/1900 | 29/12/1900 | 29/6/1901 | [5 empty] | 1901-06-29 | PPM-Oncall | 128
PPM-02105 | Oncall | Oncall | THIRD PARTY |  |  | AIR DIFFUSER | AC DIFFUSER,MALE WASH ROOM,VILLAGE SQUARE,ZONE-2,SBJ | SBJ-Z2-VS-MPR-ACD | VILLAGE SQUARE | 1 |  |  | Working |  |  |  |  | 30/6/1900 | 29/12/1900 | 29/6/1901 | [5 empty] | 1901-06-29 | PPM-Oncall | 129
PPM-02106 | Oncall | Oncall | THIRD PARTY |  |  | AIR DIFFUSER | AC DIFFUSER,FEMALE WASH ROOM,VILLAGE SQUARE,ZONE-2,SBJ | SBJ-Z2-VS-FWR-ACD | VILLAGE SQUARE | 1 |  |  | Working |  |  |  |  | 30/6/1900 | 29/12/1900 | 29/6/1901 | [5 empty] | 1901-06-29 | PPM-Oncall | 130
PPM-02107 | Third Party | ELECTRICAL | QUARTERLY | 3 | 0 | Power Distribution | 11kV/0.4kV Distribution Transformers (1000 kVA) | MB-ELEC-0001 | Infrastructure-wide (Zones 3, 5, 8) | Multiple (6+ substations referenced in BOQ) |  |  | TO VERIFY |  | 30 |  | 4/16/2026 | 7/16/2026 | 10/16/2026 | 1/16/2027 | 4/16/2027 | 7/16/2027 | 10/16/2027 | 1/16/2028 | 2026-04-16 |  | BOQ Cross-Reference
PPM-02108 | Third Party | ELECTRICAL | ANNUAL | 12 | 0 | Power Distribution | 11kV/0.4kV Distribution Transformers (1000 kVA) | MB-ELEC-0001 | Infrastructure-wide (Zones 3, 5, 8) | Multiple (6+ substations referenced in BOQ) |  |  | TO VERIFY |  | 30 |  | 4/16/2026 | 4/16/2027 | 4/16/2028 | 4/16/2029 | 4/16/2030 | 4/16/2031 | 4/16/2032 | 4/16/2033 | 2026-04-16 |  | BOQ Cross-Reference
PPM-02109 | Third Party | ELECTRICAL | QUARTERLY | 3 | 0 | Power Distribution | Main Feeder Pillars (FP-series) | MB-ELEC-0002 | Infrastructure-wide | 6+ (FP 014/3, etc.) |  |  | TO VERIFY |  | 25 |  | 4/16/2026 | 7/16/2026 | 10/16/2026 | 1/16/2027 | 4/16/2027 | 7/16/2027 | 10/16/2027 | 1/16/2028 | 2026-04-16 |  | BOQ Cross-Reference
PPM-02110 | Third Party | ELECTRICAL | QUARTERLY | 3 | 0 | Power Distribution | Mini Feeder Pillars (TZ-series) | MB-ELEC-0003 | Infrastructure-wide (Zones 3, 5, 8, 14, 16) | 15+ (TZ 014/1-4, TZ 016/2, plus 6-way mini pillars) |  |  | TO VERIFY |  | 25 |  | 4/16/2026 | 7/16/2026 | 10/16/2026 | 1/16/2027 | 4/16/2027 | 7/16/2027 | 10/16/2027 | 1/16/2028 | 2026-04-16 |  | BOQ Cross-Reference
PPM-02111 | Third Party | ELECTRICAL | QUARTERLY | 3 | 0 | HV Switchgear | 11kV Ring Main Units (RMU) | MB-ELEC-0004 | Infrastructure-wide | Multiple (implied by 11kV network) |  |  | TO VERIFY |  | 30 |  | 4/16/2026 | 7/16/2026 | 10/16/2026 | 1/16/2027 | 4/16/2027 | 7/16/2027 | 10/16/2027 | 1/16/2028 | 2026-04-16 |  | BOQ Cross-Reference
PPM-02112 | Third Party | ELECTRICAL | QUARTERLY | 3 | 0 | External Lighting | Street Light Poles (6m & 9m) | MB-ELEC-0005 | Infrastructure roads | 344,931 OMR street lighting bill (est. 200+ poles) |  |  | TO VERIFY |  | 20 |  | 4/16/2026 | 7/16/2026 | 10/16/2026 | 1/16/2027 | 4/16/2027 | 7/16/2027 | 10/16/2027 | 1/16/2028 | 2026-04-16 |  | BOQ Cross-Reference
PPM-02113 | Third Party | ELECTRICAL | ANNUAL | 12 | 0 | External Lighting | Street Light Poles (6m & 9m) | MB-ELEC-0005 | Infrastructure roads | 344,931 OMR street lighting bill (est. 200+ poles) |  |  | TO VERIFY |  | 20 |  | 4/16/2026 | 4/16/2027 | 4/16/2028 | 4/16/2029 | 4/16/2030 | 4/16/2031 | 4/16/2032 | 4/16/2033 | 2026-04-16 |  | BOQ Cross-Reference
PPM-02114 | Third Party | MECHANICAL & PLUMBING | QUARTERLY | 3 | 0 | Metering | Bulk Water Meters | MB-MECH-0006 | Infrastructure-wide | Multiple |  |  | TO VERIFY |  | 15 |  | 4/16/2026 | 7/16/2026 | 10/16/2026 | 1/16/2027 | 4/16/2027 | 7/16/2027 | 10/16/2027 | 1/16/2028 | 2026-04-16 |  | BOQ Cross-Reference
PPM-02115 | Third Party | MECHANICAL & PLUMBING | MONTHLY | 1 | 0 | Irrigation | Irrigation Pump Stations | MB-MECH-0007 | Infrastructure-wide | Bill 8 OMR 332,282 pump room & valve chamber |  |  | TO VERIFY |  | 15 |  | 4/16/2026 | 5/16/2026 | 6/16/2026 | 7/16/2026 | 8/16/2026 | 9/16/2026 | 10/16/2026 | 11/16/2026 | 2026-04-16 |  | BOQ Cross-Reference
PPM-02116 | Third Party | MECHANICAL & PLUMBING | MONTHLY | 1 | 0 | Irrigation Controls | Irrigation Controllers & Remote Control Valves | MB-MECH-0008 | Infrastructure-wide | Bill 7 OMR 385,992 irrigation works |  |  | TO VERIFY |  | 15 |  | 4/16/2026 | 5/16/2026 | 6/16/2026 | 7/16/2026 | 8/16/2026 | 9/16/2026 | 10/16/2026 | 11/16/2026 | 2026-04-16 |  | BOQ Cross-Reference
PPM-02117 | Third Party | MECHANICAL & PLUMBING | SEMI-ANNUAL | 6 | 0 | Fire Safety | Fire Hydrants | MB-MECH-0009 | Infrastructure-wide | Within Bill 6 (Water Services OMR 476,162) |  |  | TO VERIFY |  | 25 |  | 4/16/2026 | 10/16/2026 | 4/16/2027 | 10/16/2027 | 4/16/2028 | 10/16/2028 | 4/16/2029 | 10/16/2029 | 2026-04-16 |  | BOQ Cross-Reference
PPM-02118 | Third Party | ELECTRICAL | SEMI-ANNUAL | 6 | 0 | Telecom Infrastructure | Telecom Duct Network & Manholes | MB-ELEC-0010 | Infrastructure-wide | Bill 10 OMR 217,374 telecom works |  |  | TO VERIFY |  | 40 |  | 4/16/2026 | 10/16/2026 | 4/16/2027 | 10/16/2027 | 4/16/2028 | 10/16/2028 | 4/16/2029 | 10/16/2029 | 2026-04-16 |  | BOQ Cross-Reference
PPM-02119 | Third Party | CIVIL | SEMI-ANNUAL | 6 | 0 | Drainage | Surface Water Drainage Culverts & Manholes | MB-CIVIL-0011 | Infrastructure-wide | Bill 9 OMR 57,044 + Bill 11A OMR 38,890 culvert |  |  | TO VERIFY |  | 50 |  | 4/16/2026 | 10/16/2026 | 4/16/2027 | 10/16/2027 | 4/16/2028 | 10/16/2028 | 4/16/2029 | 10/16/2029 | 2026-04-16 |  | BOQ Cross-Reference
PPM-02120 | Third Party | ELECTRICAL | QUARTERLY | 3 | 0 | Power Distribution | Zone 3 Common Area Distribution Boards | MB-ELEC-0012 | Zone 3A & 3B | Multiple per villa cluster |  |  | TO VERIFY |  | 25 |  | 4/16/2026 | 7/16/2026 | 10/16/2026 | 1/16/2027 | 4/16/2027 | 7/16/2027 | 10/16/2027 | 1/16/2028 | 2026-04-16 |  | BOQ Cross-Reference
PPM-02121 | Third Party | ELECTRICAL | QUARTERLY | 3 | 0 | Metering | Zone 3 Common Area Bulk Meters | MB-ELEC-0013 | Zone 3A & 3B | Multiple |  |  | TO VERIFY |  | 15 |  | 4/16/2026 | 7/16/2026 | 10/16/2026 | 1/16/2027 | 4/16/2027 | 7/16/2027 | 10/16/2027 | 1/16/2028 | 2026-04-16 |  | BOQ Cross-Reference
PPM-02122 | Third Party | ELECTRICAL | QUARTERLY | 3 | 0 | Power Distribution | Zone 5 & 8 Common Area Distribution Boards | MB-ELEC-0014 | Zone 5 & 8 | Multiple |  |  | TO VERIFY |  | 25 |  | 4/16/2026 | 7/16/2026 | 10/16/2026 | 1/16/2027 | 4/16/2027 | 7/16/2027 | 10/16/2027 | 1/16/2028 | 2026-04-16 |  | BOQ Cross-Reference
PPM-02123 | Third Party | CIVIL | SEMI-ANNUAL | 6 | 0 | Signage & Wayfinding | Pedestrian Directional Sign (MB-P10) | MB-CIVIL-0015 | Site-wide | 1 |  |  | TO VERIFY |  | 15 |  | 4/16/2026 | 10/16/2026 | 4/16/2027 | 10/16/2027 | 4/16/2028 | 10/16/2028 | 4/16/2029 | 10/16/2029 | 2026-04-16 |  | BOQ Cross-Reference
PPM-02124 | Third Party | CIVIL | SEMI-ANNUAL | 6 | 0 | Signage & Wayfinding | Pedestrian Rules & Regulation Sign (MB-P20) | MB-CIVIL-0016 | Site-wide | 3 |  |  | TO VERIFY |  | 15 |  | 4/16/2026 | 10/16/2026 | 4/16/2027 | 10/16/2027 | 4/16/2028 | 10/16/2028 | 4/16/2029 | 10/16/2029 | 2026-04-16 |  | BOQ Cross-Reference
PPM-02125 | Third Party | CIVIL | SEMI-ANNUAL | 6 | 0 | Signage & Wayfinding | Pedestrian Regulation Sign (MB-P30) | MB-CIVIL-0017 | Site-wide | 2 |  |  | TO VERIFY |  | 15 |  | 4/16/2026 | 10/16/2026 | 4/16/2027 | 10/16/2027 | 4/16/2028 | 10/16/2028 | 4/16/2029 | 10/16/2029 | 2026-04-16 |  | BOQ Cross-Reference
PPM-02126 | Third Party | CIVIL | SEMI-ANNUAL | 6 | 0 | Signage & Wayfinding | Vehicular Directional Sign Big (MB-V10) | MB-CIVIL-0018 | Site-wide | 8 |  |  | TO VERIFY |  | 15 |  | 4/16/2026 | 10/16/2026 | 4/16/2027 | 10/16/2027 | 4/16/2028 | 10/16/2028 | 4/16/2029 | 10/16/2029 | 2026-04-16 |  | BOQ Cross-Reference
PPM-02127 | Third Party | CIVIL | SEMI-ANNUAL | 6 | 0 | Signage & Wayfinding | Vehicular Directional Sign Small (MB-V20) | MB-CIVIL-0019 | Site-wide | 5 |  |  | TO VERIFY |  | 15 |  | 4/16/2026 | 10/16/2026 | 4/16/2027 | 10/16/2027 | 4/16/2028 | 10/16/2028 | 4/16/2029 | 10/16/2029 | 2026-04-16 |  | BOQ Cross-Reference
PPM-02128 | Third Party | CIVIL | SEMI-ANNUAL | 6 | 0 | Signage & Wayfinding | Vehicular Welcome Sign (MB-V30) | MB-CIVIL-0020 | Site-wide | 7 |  |  | TO VERIFY |  | 15 |  | 4/16/2026 | 10/16/2026 | 4/16/2027 | 10/16/2027 | 4/16/2028 | 10/16/2028 | 4/16/2029 | 10/16/2029 | 2026-04-16 |  | BOQ Cross-Reference
PPM-02129 | Third Party | CIVIL | SEMI-ANNUAL | 6 | 0 | Signage & Wayfinding | Vehicular Welcome Sign Wall Mounted (MB-V31) | MB-CIVIL-0021 | Site-wide | 10 |  |  | TO VERIFY |  | 15 |  | 4/16/2026 | 10/16/2026 | 4/16/2027 | 10/16/2027 | 4/16/2028 | 10/16/2028 | 4/16/2029 | 10/16/2029 | 2026-04-16 |  | BOQ Cross-Reference
PPM-02130 | Third Party | CIVIL | SEMI-ANNUAL | 6 | 0 | Signage & Wayfinding | Vehicular Directional Sign (MB-V40) | MB-CIVIL-0022 | Site-wide | 6 |  |  | TO VERIFY |  | 15 |  | 4/16/2026 | 10/16/2026 | 4/16/2027 | 10/16/2027 | 4/16/2028 | 10/16/2028 | 4/16/2029 | 10/16/2029 | 2026-04-16 |  | BOQ Cross-Reference
PPM-02131 | Third Party | CIVIL | SEMI-ANNUAL | 6 | 0 | Signage & Wayfinding | Street Name Sign (MB-V60) | MB-CIVIL-0023 | Site-wide | 25 |  |  | TO VERIFY |  | 15 |  | 4/16/2026 | 10/16/2026 | 4/16/2027 | 10/16/2027 | 4/16/2028 | 10/16/2028 | 4/16/2029 | 10/16/2029 | 2026-04-16 |  | BOQ Cross-Reference
PPM-02132 | Third Party | CIVIL | SEMI-ANNUAL | 6 | 0 | Signage & Wayfinding | Zone 3 Villa Sign (MB-VL3) | MB-CIVIL-0024 | Site-wide | 43 |  |  | TO VERIFY |  | 15 |  | 4/16/2026 | 10/16/2026 | 4/16/2027 | 10/16/2027 | 4/16/2028 | 10/16/2028 | 4/16/2029 | 10/16/2029 | 2026-04-16 |  | BOQ Cross-Reference
PPM-02133 | Third Party | CIVIL | SEMI-ANNUAL | 6 | 0 | Signage & Wayfinding | Zone 5 Villa Sign (MB-VL5) | MB-CIVIL-0025 | Site-wide | 33 |  |  | TO VERIFY |  | 15 |  | 4/16/2026 | 10/16/2026 | 4/16/2027 | 10/16/2027 | 4/16/2028 | 10/16/2028 | 4/16/2029 | 10/16/2029 | 2026-04-16 |  | BOQ Cross-Reference
PPM-02134 | Third Party | CIVIL | SEMI-ANNUAL | 6 | 0 | Signage & Wayfinding | Zone 8 Villa Sign (MB-VL8) | MB-CIVIL-0026 | Site-wide | 22 |  |  | TO VERIFY |  | 15 |  | 4/16/2026 | 10/16/2026 | 4/16/2027 | 10/16/2027 | 4/16/2028 | 10/16/2028 | 4/16/2029 | 10/16/2029 | 2026-04-16 |  | BOQ Cross-Reference
PPM-02135 | Third Party | CIVIL | SEMI-ANNUAL | 6 | 0 | Signage & Wayfinding | Safa-1 Villa Sign (MB-SV1) | MB-CIVIL-0027 | Site-wide | 12 |  |  | TO VERIFY |  | 15 |  | 4/16/2026 | 10/16/2026 | 4/16/2027 | 10/16/2027 | 4/16/2028 | 10/16/2028 | 4/16/2029 | 10/16/2029 | 2026-04-16 |  | BOQ Cross-Reference
PPM-02136 | Third Party | CIVIL | SEMI-ANNUAL | 6 | 0 | Signage & Wayfinding | Safa-2 Villa Sign (MB-SV2) | MB-CIVIL-0028 | Site-wide | 9 |  |  | TO VERIFY |  | 15 |  | 4/16/2026 | 10/16/2026 | 4/16/2027 | 10/16/2027 | 4/16/2028 | 10/16/2028 | 4/16/2029 | 10/16/2029 | 2026-04-16 |  | BOQ Cross-Reference
PPM-02137 | Third Party | CIVIL | SEMI-ANNUAL | 6 | 0 | Signage & Wayfinding | Apartment Identification Sign (MB-APT10) | MB-CIVIL-0029 | Site-wide | 162 |  |  | TO VERIFY |  | 15 |  | 4/16/2026 | 10/16/2026 | 4/16/2027 | 10/16/2027 | 4/16/2028 | 10/16/2028 | 4/16/2029 | 10/16/2029 | 2026-04-16 |  | BOQ Cross-Reference
PPM-02138 | Third Party | CIVIL | SEMI-ANNUAL | 6 | 0 | Signage & Wayfinding | Staff Room Identification Sign (MB-ST10) | MB-CIVIL-0030 | Site-wide | 191 |  |  | TO VERIFY |  | 15 |  | 4/16/2026 | 10/16/2026 | 4/16/2027 | 10/16/2027 | 4/16/2028 | 10/16/2028 | 4/16/2029 | 10/16/2029 | 2026-04-16 |  | BOQ Cross-Reference
PPM-02139 | Third Party | CIVIL | SEMI-ANNUAL | 6 | 0 | Signage & Wayfinding | Block/Building Identification Sign (MB-ST20) | MB-CIVIL-0031 | Site-wide | 35 |  |  | TO VERIFY |  | 15 |  | 4/16/2026 | 10/16/2026 | 4/16/2027 | 10/16/2027 | 4/16/2028 | 10/16/2028 | 4/16/2029 | 10/16/2029 | 2026-04-16 |  | BOQ Cross-Reference
PPM-02140 | Third Party | CIVIL | SEMI-ANNUAL | 6 | 0 | Signage & Wayfinding | Irish Crossing Sign (MB-CS10) | MB-CIVIL-0032 | Site-wide | 2 |  |  | TO VERIFY |  | 15 |  | 4/16/2026 | 10/16/2026 | 4/16/2027 | 10/16/2027 | 4/16/2028 | 10/16/2028 | 4/16/2029 | 10/16/2029 | 2026-04-16 |  | BOQ Cross-Reference
PPM-02141 | Third Party | CIVIL | SEMI-ANNUAL | 6 | 0 | Signage & Wayfinding | Staff Room Service ID Sign (MB-ST11) | MB-CIVIL-0033 | Site-wide | 102 |  |  | TO VERIFY |  | 15 |  | 4/16/2026 | 10/16/2026 | 4/16/2027 | 10/16/2027 | 4/16/2028 | 10/16/2028 | 4/16/2029 | 10/16/2029 | 2026-04-16 |  | BOQ Cross-Reference
PPM-02142 | Third Party | ELECTRICAL | QUARTERLY | 3 | 0 | Power Distribution | STP Admin Building Electrical Distribution Board | MB-ELEC-0034 | STP | 1 |  |  | TO VERIFY |  | 25 |  | 4/16/2026 | 7/16/2026 | 10/16/2026 | 1/16/2027 | 4/16/2027 | 7/16/2027 | 10/16/2027 | 1/16/2028 | 2026-04-16 |  | BOQ Cross-Reference
PPM-02143 | Third Party | ELECTRICAL | MONTHLY | 1 | 0 | Power Generation | STP Diesel Generator | MB-ELEC-0035 | STP | 1 |  |  | TO VERIFY |  | 20 |  | 4/16/2026 | 5/16/2026 | 6/16/2026 | 7/16/2026 | 8/16/2026 | 9/16/2026 | 10/16/2026 | 11/16/2026 | 2026-04-16 |  | BOQ Cross-Reference
PPM-02144 | Third Party | ELECTRICAL | ANNUAL | 12 | 0 | Power Generation | STP Diesel Generator | MB-ELEC-0035 | STP | 1 |  |  | TO VERIFY |  | 20 |  | 4/16/2026 | 4/16/2027 | 4/16/2028 | 4/16/2029 | 4/16/2030 | 4/16/2031 | 4/16/2032 | 4/16/2033 | 2026-04-16 |  | BOQ Cross-Reference
PPM-02145 | Third Party | HVAC | QUARTERLY | 3 | 0 | Air Conditioning | Staff Accommodation Split AC Units | MB-HVAC-0036 | Staff Accommodation | Multiple buildings (B1-B8), est. 150+ units |  |  | TO VERIFY |  | 12 |  | 4/16/2026 | 7/16/2026 | 10/16/2026 | 1/16/2027 | 4/16/2027 | 7/16/2027 | 10/16/2027 | 1/16/2028 | 2026-04-16 |  | BOQ Cross-Reference
PPM-02146 | Third Party | MECHANICAL & PLUMBING | QUARTERLY | 3 | 0 | Water Heating | Staff Accommodation Water Heaters | MB-MECH-0037 | Staff Accommodation | Multiple per building |  |  | TO VERIFY |  | 10 |  | 4/16/2026 | 7/16/2026 | 10/16/2026 | 1/16/2027 | 4/16/2027 | 7/16/2027 | 10/16/2027 | 1/16/2028 | 2026-04-16 |  | BOQ Cross-Reference
PPM-02147 | Third Party | ELECTRICAL | QUARTERLY | 3 | 0 | Fire & Safety | Staff Accommodation Fire Alarm Panels | MB-ELEC-0038 | Staff Accommodation | 1 per building (8 buildings) |  |  | TO VERIFY |  | 15 |  | 4/16/2026 | 7/16/2026 | 10/16/2026 | 1/16/2027 | 4/16/2027 | 7/16/2027 | 10/16/2027 | 1/16/2028 | 2026-04-16 |  | BOQ Cross-Reference
PPM-02148 | Third Party | ELECTRICAL | QUARTERLY | 3 | 0 | Power Distribution | Staff Accommodation Electrical Distribution Boards | MB-ELEC-0039 | Staff Accommodation | Multiple per building |  |  | TO VERIFY |  | 25 |  | 4/16/2026 | 7/16/2026 | 10/16/2026 | 1/16/2027 | 4/16/2027 | 7/16/2027 | 10/16/2027 | 1/16/2028 | 2026-04-16 |  | BOQ Cross-Reference
PPM-02149 | Third Party | LIFTS & TRANSPORT | QUARTERLY | 3 | 0 | Vertical Transport | Staff Accommodation Lifts/Elevators | MB-LIFT-0040 | Staff Accommodation | 2-3 (multi-story buildings) |  |  | TO VERIFY |  | 20 |  | 4/16/2026 | 7/16/2026 | 10/16/2026 | 1/16/2027 | 4/16/2027 | 7/16/2027 | 10/16/2027 | 1/16/2028 | 2026-04-16 |  | BOQ Cross-Reference
PPM-02150 | Third Party | MECHANICAL & PLUMBING | WEEKLY | 0 | 7 | Water Features | Main Entrance Water Feature (2 units, 8950x7850mm each) | MB-MECH-0041 | Entrance Statement | 2 |  |  | TO VERIFY |  | 20 |  | 4/16/2026 | 4/23/2026 | 4/30/2026 | 5/7/2026 | 5/14/2026 | 5/21/2026 | 5/28/2026 | 6/4/2026 | 2026-04-16 |  | BOQ Cross-Reference
PPM-02151 | Third Party | MECHANICAL & PLUMBING | MONTHLY | 1 | 0 | Water Features | Main Entrance Water Feature (2 units, 8950x7850mm each) | MB-MECH-0041 | Entrance Statement | 2 |  |  | TO VERIFY |  | 20 |  | 4/16/2026 | 5/16/2026 | 6/16/2026 | 7/16/2026 | 8/16/2026 | 9/16/2026 | 10/16/2026 | 11/16/2026 | 2026-04-16 |  | BOQ Cross-Reference
PPM-02152 | Third Party | ELECTRICAL | QUARTERLY | 3 | 0 | External Lighting | Entrance Landscape Lighting — Tree Uplighters | MB-ELEC-0042 | Entrance Statement | 24 |  |  | TO VERIFY |  | 15 |  | 4/16/2026 | 7/16/2026 | 10/16/2026 | 1/16/2027 | 4/16/2027 | 7/16/2027 | 10/16/2027 | 1/16/2028 | 2026-04-16 |  | BOQ Cross-Reference
PPM-02153 | Third Party | ELECTRICAL | QUARTERLY | 3 | 0 | External Lighting | Entrance Underwater Protection Lights | MB-ELEC-0043 | Entrance Statement | 22 |  |  | TO VERIFY |  | 10 |  | 4/16/2026 | 7/16/2026 | 10/16/2026 | 1/16/2027 | 4/16/2027 | 7/16/2027 | 10/16/2027 | 1/16/2028 | 2026-04-16 |  | BOQ Cross-Reference
PPM-02154 | Third Party | ELECTRICAL | QUARTERLY | 3 | 0 | External Lighting | Entrance Landscape Projection Lights | MB-ELEC-0044 | Entrance Statement | 64 |  |  | TO VERIFY |  | 15 |  | 4/16/2026 | 7/16/2026 | 10/16/2026 | 1/16/2027 | 4/16/2027 | 7/16/2027 | 10/16/2027 | 1/16/2028 | 2026-04-16 |  | BOQ Cross-Reference
PPM-02155 | Third Party | MECHANICAL & PLUMBING | MONTHLY | 1 | 0 | Irrigation | Entrance Statement Irrigation System (solenoid valve, drip) | MB-MECH-0045 | Entrance Statement | 1 system (pipes, valve, drip risers) |  |  | TO VERIFY |  | 15 |  | 4/16/2026 | 5/16/2026 | 6/16/2026 | 7/16/2026 | 8/16/2026 | 9/16/2026 | 10/16/2026 | 11/16/2026 | 2026-04-16 |  | BOQ Cross-Reference
PPM-02156 | Third Party | CIVIL | QUARTERLY | 3 | 0 | Boundary Walls | Entrance Statement Front Wall (60m rendered concrete) | MB-CIVIL-0046 | Entrance Statement | 60 m |  |  | TO VERIFY |  | 40 |  | 4/16/2026 | 7/16/2026 | 10/16/2026 | 1/16/2027 | 4/16/2027 | 7/16/2027 | 10/16/2027 | 1/16/2028 | 2026-04-16 |  | BOQ Cross-Reference
PPM-02157 | Third Party | MECHANICAL & PLUMBING | WEEKLY | 0 | 7 | Pool Systems | Village Square Swimming Pool MEP System | MB-MECH-0047 | Village Square | 1 |  |  | TO VERIFY |  | 15 |  | 4/16/2026 | 4/23/2026 | 4/30/2026 | 5/7/2026 | 5/14/2026 | 5/21/2026 | 5/28/2026 | 6/4/2026 | 2026-04-16 |  | BOQ Cross-Reference
PPM-02158 | Third Party | MECHANICAL & PLUMBING | MONTHLY | 1 | 0 | Pool Systems | Village Square Swimming Pool MEP System | MB-MECH-0047 | Village Square | 1 |  |  | TO VERIFY |  | 15 |  | 4/16/2026 | 5/16/2026 | 6/16/2026 | 7/16/2026 | 8/16/2026 | 9/16/2026 | 10/16/2026 | 11/16/2026 | 2026-04-16 |  | BOQ Cross-Reference
PPM-02159 | Third Party | MECHANICAL & PLUMBING | WEEKLY | 0 | 7 | Pool Systems | Central Park Adults Swimming Pool (structural + MEP) | MB-MECH-0048 | Central Park | 1 |  |  | TO VERIFY |  | 25 |  | 4/16/2026 | 4/23/2026 | 4/30/2026 | 5/7/2026 | 5/14/2026 | 5/21/2026 | 5/28/2026 | 6/4/2026 | 2026-04-16 |  | BOQ Cross-Reference
PPM-02160 | Third Party | MECHANICAL & PLUMBING | MONTHLY | 1 | 0 | Pool Systems | Central Park Adults Swimming Pool (structural + MEP) | MB-MECH-0048 | Central Park | 1 |  |  | TO VERIFY |  | 25 |  | 4/16/2026 | 5/16/2026 | 6/16/2026 | 7/16/2026 | 8/16/2026 | 9/16/2026 | 10/16/2026 | 11/16/2026 | 2026-04-16 |  | BOQ Cross-Reference
PPM-02161 | Third Party | MECHANICAL & PLUMBING | WEEKLY | 0 | 7 | Pool Systems | Central Park Kids Pool | MB-MECH-0049 | Central Park | 1 |  |  | TO VERIFY |  | 25 |  | 4/16/2026 | 4/23/2026 | 4/30/2026 | 5/7/2026 | 5/14/2026 | 5/21/2026 | 5/28/2026 | 6/4/2026 | 2026-04-16 |  | BOQ Cross-Reference
PPM-02162 | Third Party | MECHANICAL & PLUMBING | MONTHLY | 1 | 0 | Pool Systems | Central Park Kids Pool | MB-MECH-0049 | Central Park | 1 |  |  | TO VERIFY |  | 25 |  | 4/16/2026 | 5/16/2026 | 6/16/2026 | 7/16/2026 | 8/16/2026 | 9/16/2026 | 10/16/2026 | 11/16/2026 | 2026-04-16 |  | BOQ Cross-Reference
PPM-02163 | Third Party | MECHANICAL & PLUMBING | WEEKLY | 0 | 7 | Pool Systems | Central Park Pool Pump Room | MB-MECH-0050 | Central Park | 1 |  |  | TO VERIFY |  | 15 |  | 4/16/2026 | 4/23/2026 | 4/30/2026 | 5/7/2026 | 5/14/2026 | 5/21/2026 | 5/28/2026 | 6/4/2026 | 2026-04-16 |  | BOQ Cross-Reference
PPM-02164 | Third Party | MECHANICAL & PLUMBING | MONTHLY | 1 | 0 | Pool Systems | Central Park Pool Pump Room | MB-MECH-0050 | Central Park | 1 |  |  | TO VERIFY |  | 15 |  | 4/16/2026 | 5/16/2026 | 6/16/2026 | 7/16/2026 | 8/16/2026 | 9/16/2026 | 10/16/2026 | 11/16/2026 | 2026-04-16 |  | BOQ Cross-Reference
PPM-02165 | Third Party | CIVIL | WEEKLY | 0 | 7 | Amenity Buildings | Central Park Pool Changing Room | MB-CIVIL-0051 | Central Park | 1 |  |  | TO VERIFY |  | 30 |  | 4/16/2026 | 4/23/2026 | 4/30/2026 | 5/7/2026 | 5/14/2026 | 5/21/2026 | 5/28/2026 | 6/4/2026 | 2026-04-16 |  | BOQ Cross-Reference
PPM-02166 | Third Party | CIVIL | MONTHLY | 1 | 0 | Amenity Buildings | Central Park Pool Changing Room | MB-CIVIL-0051 | Central Park | 1 |  |  | TO VERIFY |  | 30 |  | 4/16/2026 | 5/16/2026 | 6/16/2026 | 7/16/2026 | 8/16/2026 | 9/16/2026 | 10/16/2026 | 11/16/2026 | 2026-04-16 |  | BOQ Cross-Reference
PPM-02167 | Third Party | ELECTRICAL | SEMI-ANNUAL | 6 | 0 | External Lighting | Central Park Bollard Lights (BL1) | MB-ELEC-0052 | Central Park | 78 |  |  | TO VERIFY |  | 15 |  | 4/16/2026 | 10/16/2026 | 4/16/2027 | 10/16/2027 | 4/16/2028 | 10/16/2028 | 4/16/2029 | 10/16/2029 | 2026-04-16 |  | BOQ Cross-Reference
PPM-02168 | Third Party | ELECTRICAL | QUARTERLY | 3 | 0 | External Lighting | Central Park Sports Court Lights (FL1) | MB-ELEC-0053 | Central Park | 16 |  |  | TO VERIFY |  | 15 |  | 4/16/2026 | 7/16/2026 | 10/16/2026 | 1/16/2027 | 4/16/2027 | 7/16/2027 | 10/16/2027 | 1/16/2028 | 2026-04-16 |  | BOQ Cross-Reference
PPM-02169 | Third Party | ELECTRICAL | QUARTERLY | 3 | 0 | External Lighting | Central Park In-Ground Uplights (GL1/GL2) | MB-ELEC-0054 | Central Park | 43 |  |  | TO VERIFY |  | 15 |  | 4/16/2026 | 7/16/2026 | 10/16/2026 | 1/16/2027 | 4/16/2027 | 7/16/2027 | 10/16/2027 | 1/16/2028 | 2026-04-16 |  | BOQ Cross-Reference
PPM-02170 | Third Party | ELECTRICAL | QUARTERLY | 3 | 0 | External Lighting | Central Park Tree Uplights (SP1) | MB-ELEC-0055 | Central Park | 175 |  |  | TO VERIFY |  | 15 |  | 4/16/2026 | 7/16/2026 | 10/16/2026 | 1/16/2027 | 4/16/2027 | 7/16/2027 | 10/16/2027 | 1/16/2028 | 2026-04-16 |  | BOQ Cross-Reference
PPM-02171 | Third Party | ELECTRICAL | QUARTERLY | 3 | 0 | External Lighting | Central Park Underwater Lights (UW1) | MB-ELEC-0056 | Central Park | 16 |  |  | TO VERIFY |  | 10 |  | 4/16/2026 | 7/16/2026 | 10/16/2026 | 1/16/2027 | 4/16/2027 | 7/16/2027 | 10/16/2027 | 1/16/2028 | 2026-04-16 |  | BOQ Cross-Reference
PPM-02172 | Third Party | ELECTRICAL | QUARTERLY | 3 | 0 | External Lighting | Central Park Wall Lights (WL1) | MB-ELEC-0057 | Central Park | 103 |  |  | TO VERIFY |  | 15 |  | 4/16/2026 | 7/16/2026 | 10/16/2026 | 1/16/2027 | 4/16/2027 | 7/16/2027 | 10/16/2027 | 1/16/2028 | 2026-04-16 |  | BOQ Cross-Reference
PPM-02173 | Third Party | ELECTRICAL | QUARTERLY | 3 | 0 | Electrical Systems | Central Park Landscape Lighting Control Panel & Cables | MB-ELEC-0058 | Central Park | 1 |  |  | TO VERIFY |  | 20 |  | 4/16/2026 | 7/16/2026 | 10/16/2026 | 1/16/2027 | 4/16/2027 | 7/16/2027 | 10/16/2027 | 1/16/2028 | 2026-04-16 |  | BOQ Cross-Reference
PPM-02174 | Third Party | MECHANICAL & PLUMBING | WEEKLY | 0 | 7 | Pool Systems | Central Park Swimming Pool MEP Works | MB-MECH-0059 | Central Park | 1 |  |  | TO VERIFY |  | 15 |  | 4/16/2026 | 4/23/2026 | 4/30/2026 | 5/7/2026 | 5/14/2026 | 5/21/2026 | 5/28/2026 | 6/4/2026 | 2026-04-16 |  | BOQ Cross-Reference
PPM-02175 | Third Party | MECHANICAL & PLUMBING | MONTHLY | 1 | 0 | Pool Systems | Central Park Swimming Pool MEP Works | MB-MECH-0059 | Central Park | 1 |  |  | TO VERIFY |  | 15 |  | 4/16/2026 | 5/16/2026 | 6/16/2026 | 7/16/2026 | 8/16/2026 | 9/16/2026 | 10/16/2026 | 11/16/2026 | 2026-04-16 |  | BOQ Cross-Reference
PPM-02176 | Third Party | MECHANICAL & PLUMBING | MONTHLY | 1 | 0 | Irrigation | Central Park Irrigation System (pipes, valves, controllers, nozzles) | MB-MECH-0060 | Central Park | 38 items (OMR 22,857) |  |  | TO VERIFY |  | 20 |  | 4/16/2026 | 5/16/2026 | 6/16/2026 | 7/16/2026 | 8/16/2026 | 9/16/2026 | 10/16/2026 | 11/16/2026 | 2026-04-16 |  | BOQ Cross-Reference
PPM-02177 | Third Party | CIVIL | MONTHLY | 1 | 0 | Play Equipment | Central Park Play Equipment — Multi Goal 3M (MUGA) | MB-CIVIL-0061 | Central Park | 1 |  |  | TO VERIFY |  | 15 |  | 4/16/2026 | 5/16/2026 | 6/16/2026 | 7/16/2026 | 8/16/2026 | 9/16/2026 | 10/16/2026 | 11/16/2026 | 2026-04-16 |  | BOQ Cross-Reference
PPM-02178 | Third Party | CIVIL | MONTHLY | 1 | 0 | Play Equipment | Central Park Play Equipment — BLOQX 3 Bouldering Cube | MB-CIVIL-0062 | Central Park | 1 |  |  | TO VERIFY |  | 15 |  | 4/16/2026 | 5/16/2026 | 6/16/2026 | 7/16/2026 | 8/16/2026 | 9/16/2026 | 10/16/2026 | 11/16/2026 | 2026-04-16 |  | BOQ Cross-Reference
PPM-02179 | Third Party | CIVIL | MONTHLY | 1 | 0 | Play Equipment | Central Park Play Equipment — BLOQX 6 Bouldering Cube | MB-CIVIL-0063 | Central Park | 1 |  |  | TO VERIFY |  | 15 |  | 4/16/2026 | 5/16/2026 | 6/16/2026 | 7/16/2026 | 8/16/2026 | 9/16/2026 | 10/16/2026 | 11/16/2026 | 2026-04-16 |  | BOQ Cross-Reference
PPM-02180 | Third Party | CIVIL | MONTHLY | 1 | 0 | Play Equipment | Central Park Play Equipment — Double Bay Swing (Erbium) | MB-CIVIL-0064 | Central Park | 1 |  |  | TO VERIFY |  | 15 |  | 4/16/2026 | 5/16/2026 | 6/16/2026 | 7/16/2026 | 8/16/2026 | 9/16/2026 | 10/16/2026 | 11/16/2026 | 2026-04-16 |  | BOQ Cross-Reference
PPM-02181 | Third Party | CIVIL | MONTHLY | 1 | 0 | Play Equipment | Central Park Play Equipment — Double Tower Activity Unit | MB-CIVIL-0065 | Central Park | 1 |  |  | TO VERIFY |  | 15 |  | 4/16/2026 | 5/16/2026 | 6/16/2026 | 7/16/2026 | 8/16/2026 | 9/16/2026 | 10/16/2026 | 11/16/2026 | 2026-04-16 |  | BOQ Cross-Reference
PPM-02182 | Third Party | CIVIL | MONTHLY | 1 | 0 | Play Equipment | Central Park Play Equipment — Multi-Spinner Carousel | MB-CIVIL-0066 | Central Park | 1 |  |  | TO VERIFY |  | 15 |  | 4/16/2026 | 5/16/2026 | 6/16/2026 | 7/16/2026 | 8/16/2026 | 9/16/2026 | 10/16/2026 | 11/16/2026 | 2026-04-16 |  | BOQ Cross-Reference
PPM-02183 | Third Party | CIVIL | MONTHLY | 1 | 0 | Play Equipment | Central Park Play Equipment — Swing Hammock | MB-CIVIL-0067 | Central Park | 1 |  |  | TO VERIFY |  | 15 |  | 4/16/2026 | 5/16/2026 | 6/16/2026 | 7/16/2026 | 8/16/2026 | 9/16/2026 | 10/16/2026 | 11/16/2026 | 2026-04-16 |  | BOQ Cross-Reference
PPM-02184 | Third Party | CIVIL | MONTHLY | 1 | 0 | Play Equipment | Central Park Play Equipment — Garden See Saw / Pirate Ship | MB-CIVIL-0068 | Central Park | 1 |  |  | TO VERIFY |  | 15 |  | 4/16/2026 | 5/16/2026 | 6/16/2026 | 7/16/2026 | 8/16/2026 | 9/16/2026 | 10/16/2026 | 11/16/2026 | 2026-04-16 |  | BOQ Cross-Reference
PPM-02185 | Third Party | CIVIL | MONTHLY | 1 | 0 | Play Equipment | Central Park Play Equipment — Home/Rescue Multi Tower (City Track) | MB-CIVIL-0069 | Central Park | 1 |  |  | TO VERIFY |  | 15 |  | 4/16/2026 | 5/16/2026 | 6/16/2026 | 7/16/2026 | 8/16/2026 | 9/16/2026 | 10/16/2026 | 11/16/2026 | 2026-04-16 |  | BOQ Cross-Reference
PPM-02186 | Third Party | CIVIL | MONTHLY | 1 | 0 | Play Equipment | Central Park Play Equipment — Talk & Tumble Toddler Track | MB-CIVIL-0070 | Central Park | 1 |  |  | TO VERIFY |  | 15 |  | 4/16/2026 | 5/16/2026 | 6/16/2026 | 7/16/2026 | 8/16/2026 | 9/16/2026 | 10/16/2026 | 11/16/2026 | 2026-04-16 |  | BOQ Cross-Reference
PPM-02187 | Third Party | CIVIL | MONTHLY | 1 | 0 | Play Equipment | Central Park Play Equipment — Genesis Maxi Pyramid Net | MB-CIVIL-0071 | Central Park | 1 |  |  | TO VERIFY |  | 15 |  | 4/16/2026 | 5/16/2026 | 6/16/2026 | 7/16/2026 | 8/16/2026 | 9/16/2026 | 10/16/2026 | 11/16/2026 | 2026-04-16 |  | BOQ Cross-Reference
PPM-02188 | Third Party | CIVIL | MONTHLY | 1 | 0 | Play Equipment | Central Park Play Equipment — Nebula Flux Gymnastic Cube | MB-CIVIL-0072 | Central Park | 1 |  |  | TO VERIFY |  | 15 |  | 4/16/2026 | 5/16/2026 | 6/16/2026 | 7/16/2026 | 8/16/2026 | 9/16/2026 | 10/16/2026 | 11/16/2026 | 2026-04-16 |  | BOQ Cross-Reference
PPM-02189 | Third Party | CIVIL | MONTHLY | 1 | 0 | Play Equipment | Central Park Play Equipment — Rock Combo Arch Boulder | MB-CIVIL-0073 | Central Park | 1 |  |  | TO VERIFY |  | 15 |  | 4/16/2026 | 5/16/2026 | 6/16/2026 | 7/16/2026 | 8/16/2026 | 9/16/2026 | 10/16/2026 | 11/16/2026 | 2026-04-16 |  | BOQ Cross-Reference
PPM-02190 | Third Party | CIVIL | MONTHLY | 1 | 0 | Play Equipment | Central Park Play Equipment — King Peak Geo Boulder | MB-CIVIL-0074 | Central Park | 1 |  |  | TO VERIFY |  | 15 |  | 4/16/2026 | 5/16/2026 | 6/16/2026 | 7/16/2026 | 8/16/2026 | 9/16/2026 | 10/16/2026 | 11/16/2026 | 2026-04-16 |  | BOQ Cross-Reference
PPM-02191 | Third Party | CIVIL | MONTHLY | 1 | 0 | Play Equipment | Central Park Play Equipment — Sentinel Discovery Boulder | MB-CIVIL-0075 | Central Park | 1 |  |  | TO VERIFY |  | 15 |  | 4/16/2026 | 5/16/2026 | 6/16/2026 | 7/16/2026 | 8/16/2026 | 9/16/2026 | 10/16/2026 | 11/16/2026 | 2026-04-16 |  | BOQ Cross-Reference
PPM-02192 | Third Party | CIVIL | MONTHLY | 1 | 0 | Play Equipment | Central Park Play Equipment — Stepping Boulders (8 pcs) | MB-CIVIL-0076 | Central Park | 1 |  |  | TO VERIFY |  | 15 |  | 4/16/2026 | 5/16/2026 | 6/16/2026 | 7/16/2026 | 8/16/2026 | 9/16/2026 | 10/16/2026 | 11/16/2026 | 2026-04-16 |  | BOQ Cross-Reference
PPM-02193 | Third Party | CIVIL | MONTHLY | 1 | 0 | Play Equipment | Central Park Play Equipment — Ridge | MB-CIVIL-0077 | Central Park | 1 |  |  | TO VERIFY |  | 15 |  | 4/16/2026 | 5/16/2026 | 6/16/2026 | 7/16/2026 | 8/16/2026 | 9/16/2026 | 10/16/2026 | 11/16/2026 | 2026-04-16 |  | BOQ Cross-Reference
PPM-02194 | Third Party | CIVIL | MONTHLY | 1 | 0 | Play Equipment | Central Park Play Equipment — Spica | MB-CIVIL-0078 | Central Park | 1 |  |  | TO VERIFY |  | 15 |  | 4/16/2026 | 5/16/2026 | 6/16/2026 | 7/16/2026 | 8/16/2026 | 9/16/2026 | 10/16/2026 | 11/16/2026 | 2026-04-16 |  | BOQ Cross-Reference
PPM-02195 | Third Party | CIVIL | MONTHLY | 1 | 0 | Play Equipment | Central Park Play Equipment — Spinner Bowl | MB-CIVIL-0079 | Central Park | 1 |  |  | TO VERIFY |  | 15 |  | 4/16/2026 | 5/16/2026 | 6/16/2026 | 7/16/2026 | 8/16/2026 | 9/16/2026 | 10/16/2026 | 11/16/2026 | 2026-04-16 |  | BOQ Cross-Reference
PPM-02196 | Third Party | CIVIL | QUARTERLY | 3 | 0 | Site Furnishings | Central Park Benches (backless x7, backed x19) | MB-CIVIL-0080 | Central Park | 26 |  |  | TO VERIFY |  | 10 |  | 4/16/2026 | 7/16/2026 | 10/16/2026 | 1/16/2027 | 4/16/2027 | 7/16/2027 | 10/16/2027 | 1/16/2028 | 2026-04-16 |  | BOQ Cross-Reference
PPM-02197 | Third Party | CIVIL | QUARTERLY | 3 | 0 | Site Furnishings | Central Park Litter Bins (16 units) | MB-CIVIL-0081 | Central Park | 16 |  |  | TO VERIFY |  | 10 |  | 4/16/2026 | 7/16/2026 | 10/16/2026 | 1/16/2027 | 4/16/2027 | 7/16/2027 | 10/16/2027 | 1/16/2028 | 2026-04-16 |  | BOQ Cross-Reference
PPM-02198 | Third Party | CIVIL | QUARTERLY | 3 | 0 | Site Furnishings | Central Park Picnic Tables (4 units) | MB-CIVIL-0082 | Central Park | 4 |  |  | TO VERIFY |  | 10 |  | 4/16/2026 | 7/16/2026 | 10/16/2026 | 1/16/2027 | 4/16/2027 | 7/16/2027 | 10/16/2027 | 1/16/2028 | 2026-04-16 |  | BOQ Cross-Reference
PPM-02199 | Third Party | CIVIL | QUARTERLY | 3 | 0 | Shade Structures | Central Park Shade Structures (3 types) | MB-CIVIL-0083 | Central Park | 3 |  |  | TO VERIFY |  | 20 |  | 4/16/2026 | 7/16/2026 | 10/16/2026 | 1/16/2027 | 4/16/2027 | 7/16/2027 | 10/16/2027 | 1/16/2028 | 2026-04-16 |  | BOQ Cross-Reference
PPM-02200 | Third Party | CIVIL | QUARTERLY | 3 | 0 | Metalwork | Central Park Aluminium Handrails (115m) | MB-CIVIL-0084 | Central Park | 115 m |  |  | TO VERIFY |  | 20 |  | 4/16/2026 | 7/16/2026 | 10/16/2026 | 1/16/2027 | 4/16/2027 | 7/16/2027 | 10/16/2027 | 1/16/2028 | 2026-04-16 |  | BOQ Cross-Reference
PPM-02201 | Third Party | CIVIL | WEEKLY | 0 | 7 | Fencing | Central Park Security Fencing (418m + pool fence 28m) | MB-CIVIL-0085 | Central Park | 446 m |  |  | TO VERIFY |  | 20 |  | 4/16/2026 | 4/23/2026 | 4/30/2026 | 5/7/2026 | 5/14/2026 | 5/21/2026 | 5/28/2026 | 6/4/2026 | 2026-04-16 |  | BOQ Cross-Reference
PPM-02202 | Third Party | CIVIL | MONTHLY | 1 | 0 | Fencing | Central Park Security Fencing (418m + pool fence 28m) | MB-CIVIL-0085 | Central Park | 446 m |  |  | TO VERIFY |  | 20 |  | 4/16/2026 | 5/16/2026 | 6/16/2026 | 7/16/2026 | 8/16/2026 | 9/16/2026 | 10/16/2026 | 11/16/2026 | 2026-04-16 |  | BOQ Cross-Reference
PPM-02203 | Third Party | CIVIL | QUARTERLY | 3 | 0 | Access Gates | Central Park Gates (7 units, 3 types) | MB-CIVIL-0086 | Central Park | 7 |  |  | TO VERIFY |  | 20 |  | 4/16/2026 | 7/16/2026 | 10/16/2026 | 1/16/2027 | 4/16/2027 | 7/16/2027 | 10/16/2027 | 1/16/2028 | 2026-04-16 |  | BOQ Cross-Reference
PPM-02204 | Third Party | CIVIL | QUARTERLY | 3 | 0 | Amenity Structures | Central Park Food Truck Areas with BBQ (2 units) | MB-CIVIL-0087 | Central Park | 2 |  |  | TO VERIFY |  | 15 |  | 4/16/2026 | 7/16/2026 | 10/16/2026 | 1/16/2027 | 4/16/2027 | 7/16/2027 | 10/16/2027 | 1/16/2028 | 2026-04-16 |  | BOQ Cross-Reference
PPM-02205 | Third Party | CIVIL | QUARTERLY | 3 | 0 | Sports Facilities | Central Park Tennis Court Fencing | MB-CIVIL-0088 | Central Park | 1 |  |  | TO VERIFY |  | 15 |  | 4/16/2026 | 7/16/2026 | 10/16/2026 | 1/16/2027 | 4/16/2027 | 7/16/2027 | 10/16/2027 | 1/16/2028 | 2026-04-16 |  | BOQ Cross-Reference
PPM-02206 | Third Party | CIVIL | QUARTERLY | 3 | 0 | Boundary Walls | Central Park Perimeter Boundary Wall | MB-CIVIL-0089 | Central Park | 1 |  |  | TO VERIFY |  | 40 |  | 4/16/2026 | 7/16/2026 | 10/16/2026 | 1/16/2027 | 4/16/2027 | 7/16/2027 | 10/16/2027 | 1/16/2028 | 2026-04-16 |  | BOQ Cross-Reference
PPM-02207 | Third Party | ELECTRICAL | ANNUAL | 12 | 0 | External Lighting | Road 8-Z8 Corridor Landscape Lighting | MB-ELEC-0090 | Road 8 to Zone 8 | Multiple fixtures |  |  | TO VERIFY |  | 15 |  | 4/16/2026 | 4/16/2027 | 4/16/2028 | 4/16/2029 | 4/16/2030 | 4/16/2031 | 4/16/2032 | 4/16/2033 | 2026-04-16 |  | BOQ Cross-Reference
PPM-02208 | Third Party | MECHANICAL & PLUMBING | MONTHLY | 1 | 0 | Irrigation | Road 8-Z8 Corridor Irrigation System | MB-MECH-0091 | Road 8 to Zone 8 | Full system |  |  | TO VERIFY |  | 20 |  | 4/16/2026 | 5/16/2026 | 6/16/2026 | 7/16/2026 | 8/16/2026 | 9/16/2026 | 10/16/2026 | 11/16/2026 | 2026-04-16 |  | BOQ Cross-Reference
PPM-02209 | Third Party | CIVIL | QUARTERLY | 3 | 0 | Boundary Walls | Municipality Boundary Wall | MB-CIVIL-0092 | Municipality Road | Full length |  |  | TO VERIFY |  | 40 |  | 4/16/2026 | 7/16/2026 | 10/16/2026 | 1/16/2027 | 4/16/2027 | 7/16/2027 | 10/16/2027 | 1/16/2028 | 2026-04-16 |  | BOQ Cross-Reference
PPM-02210 | Third Party | CIVIL | QUARTERLY | 3 | 0 | Erosion Protection | Rip Rap Slope Protection — Riprap Zone 3 1&2 | MB-CIVIL-0093 | 3 1&2 | 1 |  |  | TO VERIFY |  | 50 |  | 4/16/2026 | 7/16/2026 | 10/16/2026 | 1/16/2027 | 4/16/2027 | 7/16/2027 | 10/16/2027 | 1/16/2028 | 2026-04-16 |  | BOQ Cross-Reference
PPM-02211 | Third Party | CIVIL | QUARTERLY | 3 | 0 | Erosion Protection | Rip Rap Slope Protection — Zone 8 Rip Rap | MB-CIVIL-0094 | 8 Rip Rap | 1 |  |  | TO VERIFY |  | 50 |  | 4/16/2026 | 7/16/2026 | 10/16/2026 | 1/16/2027 | 4/16/2027 | 7/16/2027 | 10/16/2027 | 1/16/2028 | 2026-04-16 |  | BOQ Cross-Reference
PPM-02212 | Third Party | CIVIL | QUARTERLY | 3 | 0 | Erosion Protection | Rip Rap Slope Protection — Z8 Surface Coating Rip Rap | MB-CIVIL-0095 | Various | 1 |  |  | TO VERIFY |  | 50 |  | 4/16/2026 | 7/16/2026 | 10/16/2026 | 1/16/2027 | 4/16/2027 | 7/16/2027 | 10/16/2027 | 1/16/2028 | 2026-04-16 |  | BOQ Cross-Reference
PPM-02213 | Third Party | CIVIL | QUARTERLY | 3 | 0 | Erosion Protection | Rip Rap Slope Protection — RipRap Z3 Drain & Ramp | MB-CIVIL-0096 | Various | 1 |  |  | TO VERIFY |  | 50 |  | 4/16/2026 | 7/16/2026 | 10/16/2026 | 1/16/2027 | 4/16/2027 | 7/16/2027 | 10/16/2027 | 1/16/2028 | 2026-04-16 |  | BOQ Cross-Reference
PPM-02214 | Third Party | CIVIL | QUARTERLY | 3 | 0 | Erosion Protection | Gunite Wadi Stabilization — Wadi Area & Zone 3 | MB-CIVIL-0097 | Zone 3 / Wadi | 1 |  |  | TO VERIFY |  | 50 |  | 4/16/2026 | 7/16/2026 | 10/16/2026 | 1/16/2027 | 4/16/2027 | 7/16/2027 | 10/16/2027 | 1/16/2028 | 2026-04-16 |  | BOQ Cross-Reference
PPM-02215 | Third Party | CIVIL | ANNUAL | 12 | 0 | Retaining Walls | Tensar Earth Retaining Wall System — Zone 3 | MB-CIVIL-0098 | Zone 3 | 1 |  |  | TO VERIFY |  | 60 |  | 4/16/2026 | 4/16/2027 | 4/16/2028 | 4/16/2029 | 4/16/2030 | 4/16/2031 | 4/16/2032 | 4/16/2033 | 2026-04-16 |  | BOQ Cross-Reference
PPM-02216 | Third Party | ELECTRICAL | QUARTERLY | 3 | 0 | Power Distribution | Village Square Substation Transformer & Switchgear | MB-ELEC-0099 | Village Square | 1 |  |  | TO VERIFY |  | 30 |  | 4/16/2026 | 7/16/2026 | 10/16/2026 | 1/16/2027 | 4/16/2027 | 7/16/2027 | 10/16/2027 | 1/16/2028 | 2026-04-16 |  | BOQ Cross-Reference
PPM-02217 | Third Party | ELECTRICAL | ANNUAL | 12 | 0 | Power Distribution | Village Square Substation Transformer & Switchgear | MB-ELEC-0099 | Village Square | 1 |  |  | TO VERIFY |  | 30 |  | 4/16/2026 | 4/16/2027 | 4/16/2028 | 4/16/2029 | 4/16/2030 | 4/16/2031 | 4/16/2032 | 4/16/2033 | 2026-04-16 |  | BOQ Cross-Reference
PPM-02218 | Third Party | CIVIL | ANNUAL | 12 | 0 | Retaining Walls | Gabion Wall — Zone 8 | MB-CIVIL-0100 | Zone 8 | 1 |  |  | TO VERIFY |  | 50 |  | 4/16/2026 | 4/16/2027 | 4/16/2028 | 4/16/2029 | 4/16/2030 | 4/16/2031 | 4/16/2032 | 4/16/2033 | 2026-04-16 |  | BOQ Cross-Reference
PPM-02219 | Third Party | CIVIL | ANNUAL | 12 | 0 | Retaining Walls | Gabion Wall — Village Square | MB-CIVIL-0101 | Village Square | 1 |  |  | TO VERIFY |  | 50 |  | 4/16/2026 | 4/16/2027 | 4/16/2028 | 4/16/2029 | 4/16/2030 | 4/16/2031 | 4/16/2032 | 4/16/2033 | 2026-04-16 |  | BOQ Cross-Reference
PPM-02220 | Third Party | CIVIL | ANNUAL | 12 | 0 | Retaining Walls | Gabion Wall — Hotel Area | MB-CIVIL-0102 | Hotel Area | 1 |  |  | TO VERIFY |  | 50 |  | 4/16/2026 | 4/16/2027 | 4/16/2028 | 4/16/2029 | 4/16/2030 | 4/16/2031 | 4/16/2032 | 4/16/2033 | 2026-04-16 |  | BOQ Cross-Reference
PPM-02221 | Third Party | CIVIL | ANNUAL | 12 | 0 | Retaining Walls | D52 Retaining Wall | MB-CIVIL-0103 | Zone 3 | 1 |  |  | TO VERIFY |  | 50 |  | 4/16/2026 | 4/16/2027 | 4/16/2028 | 4/16/2029 | 4/16/2030 | 4/16/2031 | 4/16/2032 | 4/16/2033 | 2026-04-16 |  | BOQ Cross-Reference
PPM-02222 | Third Party | CIVIL | ANNUAL | 12 | 0 | Retaining Walls | Aqueduct/Retaining Wall — Zone 3 (D52) | MB-CIVIL-0104 | Zone 3 | 1 |  |  | TO VERIFY |  | 50 |  | 4/16/2026 | 4/16/2027 | 4/16/2028 | 4/16/2029 | 4/16/2030 | 4/16/2031 | 4/16/2032 | 4/16/2033 | 2026-04-16 |  | BOQ Cross-Reference
PPM-02223 | Third Party | ELECTRICAL | QUARTERLY | 3 | 0 | Power Distribution | 1000 kVA Transformer (Electrical Modifications) | MB-ELEC-0105 | Infrastructure (Zone 14/16) | 2 |  |  | TO VERIFY |  | 30 |  | 4/16/2026 | 7/16/2026 | 10/16/2026 | 1/16/2027 | 4/16/2027 | 7/16/2027 | 10/16/2027 | 1/16/2028 | 2026-04-16 |  | BOQ Cross-Reference
PPM-02224 | Third Party | ELECTRICAL | ANNUAL | 12 | 0 | Power Distribution | 1000 kVA Transformer (Electrical Modifications) | MB-ELEC-0105 | Infrastructure (Zone 14/16) | 2 |  |  | TO VERIFY |  | 30 |  | 4/16/2026 | 4/16/2027 | 4/16/2028 | 4/16/2029 | 4/16/2030 | 4/16/2031 | 4/16/2032 | 4/16/2033 | 2026-04-16 |  | BOQ Cross-Reference
PPM-02225 | Third Party | ELECTRICAL | QUARTERLY | 3 | 0 | Power Distribution | Main Feeder Pillar FP 014/3 | MB-ELEC-0106 | Zone 14 | 1 |  |  | TO VERIFY |  | 25 |  | 4/16/2026 | 7/16/2026 | 10/16/2026 | 1/16/2027 | 4/16/2027 | 7/16/2027 | 10/16/2027 | 1/16/2028 | 2026-04-16 |  | BOQ Cross-Reference
PPM-02226 | Third Party | ELECTRICAL | QUARTERLY | 3 | 0 | Power Distribution | Mini Feeder Pillars (6-way, 5 units) | MB-ELEC-0107 | Various | 5 |  |  | TO VERIFY |  | 25 |  | 4/16/2026 | 7/16/2026 | 10/16/2026 | 1/16/2027 | 4/16/2027 | 7/16/2027 | 10/16/2027 | 1/16/2028 | 2026-04-16 |  | BOQ Cross-Reference
PPM-02227 | Third Party | ELECTRICAL | QUARTERLY | 3 | 0 | External Lighting | Street Light Poles (6m/9m, 42 units relocated) | MB-ELEC-0108 | Various roads | 42 |  |  | TO VERIFY |  | 20 |  | 4/16/2026 | 7/16/2026 | 10/16/2026 | 1/16/2027 | 4/16/2027 | 7/16/2027 | 10/16/2027 | 1/16/2028 | 2026-04-16 |  | BOQ Cross-Reference
PPM-02228 | Third Party | ELECTRICAL | ANNUAL | 12 | 0 | External Lighting | Street Light Poles (6m/9m, 42 units relocated) | MB-ELEC-0108 | Various roads | 42 |  |  | TO VERIFY |  | 20 |  | 4/16/2026 | 4/16/2027 | 4/16/2028 | 4/16/2029 | 4/16/2030 | 4/16/2031 | 4/16/2032 | 4/16/2033 | 2026-04-16 |  | BOQ Cross-Reference
PPM-02229 | Third Party | ELECTRICAL | QUARTERLY | 3 | 0 | Telecom Infrastructure | Telecom Fiber Shelter (3x3x2.5m prefab) | MB-ELEC-0109 | Infrastructure | 1 |  |  | TO VERIFY |  | 25 |  | 4/16/2026 | 7/16/2026 | 10/16/2026 | 1/16/2027 | 4/16/2027 | 7/16/2027 | 10/16/2027 | 1/16/2028 | 2026-04-16 |  | BOQ Cross-Reference
PPM-02230 | Third Party | HVAC | QUARTERLY | 3 | 0 | Air Conditioning | Telecom Shelter Split AC Units (1.5Tn, Make: GENERAL) | MB-HVAC-0110 | Telecom Shelter | 2 |  |  | TO VERIFY |  | 12 |  | 4/16/2026 | 7/16/2026 | 10/16/2026 | 1/16/2027 | 4/16/2027 | 7/16/2027 | 10/16/2027 | 1/16/2028 | 2026-04-16 |  | BOQ Cross-Reference
PPM-02231 | Third Party | ELECTRICAL | QUARTERLY | 3 | 0 | Fire & Safety | Telecom Shelter Fire Alarm System (GST, 2-Zone) | MB-ELEC-0111 | Telecom Shelter | 1 |  |  | TO VERIFY |  | 15 |  | 4/16/2026 | 7/16/2026 | 10/16/2026 | 1/16/2027 | 4/16/2027 | 7/16/2027 | 10/16/2027 | 1/16/2028 | 2026-04-16 |  | BOQ Cross-Reference
PPM-02232 | Third Party | ELECTRICAL | QUARTERLY | 3 | 0 | Power Distribution | Telecom Shelter ACDB (63A) | MB-ELEC-0112 | Telecom Shelter | 1 |  |  | TO VERIFY |  | 25 |  | 4/16/2026 | 7/16/2026 | 10/16/2026 | 1/16/2027 | 4/16/2027 | 7/16/2027 | 10/16/2027 | 1/16/2028 | 2026-04-16 |  | BOQ Cross-Reference
PPM-02233 | Third Party | ELECTRICAL | QUARTERLY | 3 | 0 | UPS | Data Center UPS — APC Smart-UPS 8 KVA | MB-ELEC-0113 | Data Center | 1 |  |  | TO VERIFY |  | 10 |  | 4/16/2026 | 7/16/2026 | 10/16/2026 | 1/16/2027 | 4/16/2027 | 7/16/2027 | 10/16/2027 | 1/16/2028 | 2026-04-16 |  | BOQ Cross-Reference
PPM-02234 | Third Party | HVAC | QUARTERLY | 3 | 0 | Precision Cooling | Data Center CRAC Units — Stulz 10 KW (Active/Standby) | MB-HVAC-0114 | Data Center | 2 |  |  | TO VERIFY |  | 15 |  | 4/16/2026 | 7/16/2026 | 10/16/2026 | 1/16/2027 | 4/16/2027 | 7/16/2027 | 10/16/2027 | 1/16/2028 | 2026-04-16 |  | BOQ Cross-Reference
PPM-02235 | Third Party | ELECTRICAL | QUARTERLY | 3 | 0 | Fire & Safety | Data Center Fire Suppression — FirePro Aerosol System | MB-ELEC-0115 | Data Center | 1 |  |  | TO VERIFY |  | 15 |  | 4/16/2026 | 7/16/2026 | 10/16/2026 | 1/16/2027 | 4/16/2027 | 7/16/2027 | 10/16/2027 | 1/16/2028 | 2026-04-16 |  | BOQ Cross-Reference
PPM-02236 | Third Party | ELECTRICAL | QUARTERLY | 3 | 0 | Monitoring | Data Center Environment Monitor — NetBotz Rack Monitor 570 | MB-ELEC-0116 | Data Center | 1 |  |  | TO VERIFY |  | 10 |  | 4/16/2026 | 7/16/2026 | 10/16/2026 | 1/16/2027 | 4/16/2027 | 7/16/2027 | 10/16/2027 | 1/16/2028 | 2026-04-16 |  | BOQ Cross-Reference
PPM-02237 | Third Party | ELECTRICAL | QUARTERLY | 3 | 0 | IT Hardware | 42U Server Racks (2 units) with PDUs | MB-ELEC-0117 | Data Center | 2 |  |  | TO VERIFY |  | 15 |  | 4/16/2026 | 7/16/2026 | 10/16/2026 | 1/16/2027 | 4/16/2027 | 7/16/2027 | 10/16/2027 | 1/16/2028 | 2026-04-16 |  | BOQ Cross-Reference
PPM-02238 | Third Party | ELECTRICAL | QUARTERLY | 3 | 0 | IT Network | Wireless Controller — Huawei AC6005-8 | MB-ELEC-0118 | Data Center | 1 |  |  | TO VERIFY |  | 7 |  | 4/16/2026 | 7/16/2026 | 10/16/2026 | 1/16/2027 | 4/16/2027 | 7/16/2027 | 10/16/2027 | 1/16/2028 | 2026-04-16 |  | BOQ Cross-Reference
PPM-02239 | Third Party | ELECTRICAL | QUARTERLY | 3 | 0 | IT Network | Indoor Wireless Access Points — Huawei AP5030DN (13 units) | MB-ELEC-0119 | Site-wide | 13 |  |  | TO VERIFY |  | 7 |  | 4/16/2026 | 7/16/2026 | 10/16/2026 | 1/16/2027 | 4/16/2027 | 7/16/2027 | 10/16/2027 | 1/16/2028 | 2026-04-16 |  | BOQ Cross-Reference
PPM-02240 | Third Party | ELECTRICAL | QUARTERLY | 3 | 0 | IT Network | Core Network Switch — Huawei S5720-52X-SI | MB-ELEC-0120 | Data Center | 1 |  |  | TO VERIFY |  | 7 |  | 4/16/2026 | 7/16/2026 | 10/16/2026 | 1/16/2027 | 4/16/2027 | 7/16/2027 | 10/16/2027 | 1/16/2028 | 2026-04-16 |  | BOQ Cross-Reference
PPM-02241 | Third Party | ELECTRICAL | QUARTERLY | 3 | 0 | IT Network | Access Switches — Huawei S5700 (3 units) | MB-ELEC-0121 | Data Center | 3 |  |  | TO VERIFY |  | 7 |  | 4/16/2026 | 7/16/2026 | 10/16/2026 | 1/16/2027 | 4/16/2027 | 7/16/2027 | 10/16/2027 | 1/16/2028 | 2026-04-16 |  | BOQ Cross-Reference
PPM-02242 | Third Party | ELECTRICAL | MONTHLY | 1 | 0 | Security / CCTV | CCTV IP Cameras — Axis Day/Night Dome (13 units incl. VO) | MB-ELEC-0122 | Site-wide (non-STP, non-gate) | 13 |  |  | TO VERIFY |  | 10 |  | 4/16/2026 | 5/16/2026 | 6/16/2026 | 7/16/2026 | 8/16/2026 | 9/16/2026 | 10/16/2026 | 11/16/2026 | 2026-04-16 |  | BOQ Cross-Reference
PPM-02243 | Third Party | ELECTRICAL | QUARTERLY | 3 | 0 | Security / Access Control | Access Control Bio/Card Readers (12 units) | MB-ELEC-0123 | Site-wide | 12 |  |  | TO VERIFY |  | 10 |  | 4/16/2026 | 7/16/2026 | 10/16/2026 | 1/16/2027 | 4/16/2027 | 7/16/2027 | 10/16/2027 | 1/16/2028 | 2026-04-16 |  | BOQ Cross-Reference
PPM-02244 | Third Party | ELECTRICAL | QUARTERLY | 3 | 0 | Security / Access Control | Biometric Time Attendance Readers (6 units) | MB-ELEC-0124 | Site-wide | 6 |  |  | TO VERIFY |  | 10 |  | 4/16/2026 | 7/16/2026 | 10/16/2026 | 1/16/2027 | 4/16/2027 | 7/16/2027 | 10/16/2027 | 1/16/2028 | 2026-04-16 |  | BOQ Cross-Reference
PPM-02245 | Third Party | ELECTRICAL | QUARTERLY | 3 | 0 | IT Computing | HP DL380 Gen9 Server | MB-ELEC-0125 | Data Center | 1 |  |  | TO VERIFY |  | 5 |  | 4/16/2026 | 7/16/2026 | 10/16/2026 | 1/16/2027 | 4/16/2027 | 7/16/2027 | 10/16/2027 | 1/16/2028 | 2026-04-16 |  | BOQ Cross-Reference
PPM-02246 | Third Party | ELECTRICAL | QUARTERLY | 3 | 0 | IT Computing | HP MSA 1040 iSCSI Storage | MB-ELEC-0126 | Data Center | 1 |  |  | TO VERIFY |  | 5 |  | 4/16/2026 | 7/16/2026 | 10/16/2026 | 1/16/2027 | 4/16/2027 | 7/16/2027 | 10/16/2027 | 1/16/2028 | 2026-04-16 |  | BOQ Cross-Reference
PPM-02247 | Third Party | ELECTRICAL | QUARTERLY | 3 | 0 | AV / Public Address | PA System — AMCPRO 5-Zone Mixing Amplifier + Speakers | MB-ELEC-0127 | Site-wide | 1 system (amplifier, paging mic, tuner, 33 speakers, rack) |  |  | TO VERIFY |  | 12 |  | 4/16/2026 | 7/16/2026 | 10/16/2026 | 1/16/2027 | 4/16/2027 | 7/16/2027 | 10/16/2027 | 1/16/2028 | 2026-04-16 |  | BOQ Cross-Reference
PPM-02248 | Third Party | ELECTRICAL | QUARTERLY | 3 | 0 | IT Computing | HP LaserJet Enterprise 700 Color MFP | MB-ELEC-0128 | Office | 1 |  |  | TO VERIFY |  | 5 |  | 4/16/2026 | 7/16/2026 | 10/16/2026 | 1/16/2027 | 4/16/2027 | 7/16/2027 | 10/16/2027 | 1/16/2028 | 2026-04-16 |  | BOQ Cross-Reference
PPM-02249 | Third Party | ELECTRICAL | MONTHLY | 1 | 0 | Security / CCTV | ANPR Camera System (19 cameras, SecurOS license) | MB-ELEC-0129 | Gate/Entrance points | 19 ANPR cameras + 39 channel licenses |  |  | TO VERIFY |  | 10 |  | 4/16/2026 | 5/16/2026 | 6/16/2026 | 7/16/2026 | 8/16/2026 | 9/16/2026 | 10/16/2026 | 11/16/2026 | 2026-04-16 |  | BOQ Cross-Reference
PPM-02250 | Third Party | ELECTRICAL | MONTHLY | 1 | 0 | Security / CCTV | General Surveillance Cameras (5MP bullet, 20 units) | MB-ELEC-0130 | Site-wide perimeter | 20 |  |  | TO VERIFY |  | 10 |  | 4/16/2026 | 5/16/2026 | 6/16/2026 | 7/16/2026 | 8/16/2026 | 9/16/2026 | 10/16/2026 | 11/16/2026 | 2026-04-16 |  | BOQ Cross-Reference
PPM-02251 | Third Party | ELECTRICAL | MONTHLY | 1 | 0 | Access Control | Boom Barriers (4m entry x1, 4m exit x1, 3m entry x10, 3m exit x9) | MB-ELEC-0131 | Gate/Entrance points | 21 |  |  | TO VERIFY |  | 15 |  | 4/16/2026 | 5/16/2026 | 6/16/2026 | 7/16/2026 | 8/16/2026 | 9/16/2026 | 10/16/2026 | 11/16/2026 | 2026-04-16 |  | BOQ Cross-Reference
PPM-02252 | Third Party | ELECTRICAL | QUARTERLY | 3 | 0 | Access Control | Pedestrian Gate Access Controllers (Xpass Mifare, 2 units) | MB-ELEC-0132 | Gates | 2 |  |  | TO VERIFY |  | 10 |  | 4/16/2026 | 7/16/2026 | 10/16/2026 | 1/16/2027 | 4/16/2027 | 7/16/2027 | 10/16/2027 | 1/16/2028 | 2026-04-16 |  | BOQ Cross-Reference
PPM-02253 | Third Party | ELECTRICAL | QUARTERLY | 3 | 0 | Telecom | GSM Dialers (RTU5024/5025, 8 units) | MB-ELEC-0133 | Gates | 8 |  |  | TO VERIFY |  | 10 |  | 4/16/2026 | 7/16/2026 | 10/16/2026 | 1/16/2027 | 4/16/2027 | 7/16/2027 | 10/16/2027 | 1/16/2028 | 2026-04-16 |  | BOQ Cross-Reference
PPM-02254 | Third Party | ELECTRICAL | MONTHLY | 1 | 0 | Security / Control Room | Security Control Room PCs & Displays (2 PCs, 1 ANPR PC, 2x 49" LED) | MB-ELEC-0134 | Security Control Room | 5 |  |  | TO VERIFY |  | 7 |  | 4/16/2026 | 5/16/2026 | 6/16/2026 | 7/16/2026 | 8/16/2026 | 9/16/2026 | 10/16/2026 | 11/16/2026 | 2026-04-16 |  | BOQ Cross-Reference
PPM-02255 | Third Party | ELECTRICAL | QUARTERLY | 3 | 0 | IT Network | Core Network Switch (12-port GE + 12 SFP + 2x 10G SFP+) | MB-ELEC-0135 | Security Control Room | 1 |  |  | TO VERIFY |  | 7 |  | 4/16/2026 | 7/16/2026 | 10/16/2026 | 1/16/2027 | 4/16/2027 | 7/16/2027 | 10/16/2027 | 1/16/2028 | 2026-04-16 |  | BOQ Cross-Reference
PPM-02256 | Third Party | ELECTRICAL | QUARTERLY | 3 | 0 | IT Network | PoE Network Switches (24-port managed + 8-port industrial x9) | MB-ELEC-0136 | Various gates/poles | 10 |  |  | TO VERIFY |  | 7 |  | 4/16/2026 | 7/16/2026 | 10/16/2026 | 1/16/2027 | 4/16/2027 | 7/16/2027 | 10/16/2027 | 1/16/2028 | 2026-04-16 |  | BOQ Cross-Reference
PPM-02257 | Third Party | ELECTRICAL | QUARTERLY | 3 | 0 | Enclosures | GRP Enclosures with DIN Rail Power Supplies (9 units) | MB-ELEC-0137 | Various gate locations | 9 |  |  | TO VERIFY |  | 20 |  | 4/16/2026 | 7/16/2026 | 10/16/2026 | 1/16/2027 | 4/16/2027 | 7/16/2027 | 10/16/2027 | 1/16/2028 | 2026-04-16 |  | BOQ Cross-Reference
PPM-02258 | Third Party | CIVIL | MONTHLY | 1 | 0 | Poles & Masts | Camera Poles — 3m galvanized (21 units) | MB-CIVIL-0138 | Various locations | 21 |  |  | TO VERIFY |  | 25 |  | 4/16/2026 | 5/16/2026 | 6/16/2026 | 7/16/2026 | 8/16/2026 | 9/16/2026 | 10/16/2026 | 11/16/2026 | 2026-04-16 |  | BOQ Cross-Reference
PPM-02259 | Third Party | ELECTRICAL | QUARTERLY | 3 | 0 | Fiber Infrastructure | 6-Core Fiber Optic Armored Cable (7000m) + Patch Panels | MB-ELEC-0139 | Site-wide backbone | 7000m cable + 12 patch panels + 20 patch cords |  |  | TO VERIFY |  | 25 |  | 4/16/2026 | 7/16/2026 | 10/16/2026 | 1/16/2027 | 4/16/2027 | 7/16/2027 | 10/16/2027 | 1/16/2028 | 2026-04-16 |  | BOQ Cross-Reference
PPM-02260 | Third Party | ELECTRICAL | QUARTERLY | 3 | 0 | UPS | UPS Systems — APC Smart-UPS SRT 5KVA (2) + 1KVA RM (2) + DIN 500VA (7) | MB-ELEC-0140 | Control Room + Gate locations | 11 |  |  | TO VERIFY |  | 10 |  | 4/16/2026 | 7/16/2026 | 10/16/2026 | 1/16/2027 | 4/16/2027 | 7/16/2027 | 10/16/2027 | 1/16/2028 | 2026-04-16 |  | BOQ Cross-Reference
PPM-02261 | Third Party | ELECTRICAL | QUARTERLY | 3 | 0 | IT Computing | ApplianceStor85 Video Storage Server (Quad Node, 2U) | MB-ELEC-0141 | Data Center/Control Room | 1 |  |  | TO VERIFY |  | 5 |  | 4/16/2026 | 7/16/2026 | 10/16/2026 | 1/16/2027 | 4/16/2027 | 7/16/2027 | 10/16/2027 | 1/16/2028 | 2026-04-16 |  | BOQ Cross-Reference
PPM-02262 | Third Party | ELECTRICAL | QUARTERLY | 3 | 0 | IT Computing | PixelStor5012 Video Storage Array (2U) | MB-ELEC-0142 | Data Center/Control Room | 1 |  |  | TO VERIFY |  | 5 |  | 4/16/2026 | 7/16/2026 | 10/16/2026 | 1/16/2027 | 4/16/2027 | 7/16/2027 | 10/16/2027 | 1/16/2028 | 2026-04-16 |  | BOQ Cross-Reference
PPM-02263 | Third Party | ELECTRICAL | QUARTERLY | 3 | 0 | IT Hardware | 42U Floor Standing Server Cabinet + 2x 27U Cabinets | MB-ELEC-0143 | Control Room | 3 |  |  | TO VERIFY |  | 15 |  | 4/16/2026 | 7/16/2026 | 10/16/2026 | 1/16/2027 | 4/16/2027 | 7/16/2027 | 10/16/2027 | 1/16/2028 | 2026-04-16 |  | BOQ Cross-Reference
PPM-02264 | Third Party | ELECTRICAL | MONTHLY | 1 | 0 | Access Control | Vehicle Loop Sensors at barriers | MB-ELEC-0144 | Gate/Entrance points | Multiple (in civil works) |  |  | TO VERIFY |  | 10 |  | 4/16/2026 | 5/16/2026 | 6/16/2026 | 7/16/2026 | 8/16/2026 | 9/16/2026 | 10/16/2026 | 11/16/2026 | 2026-04-16 |  | BOQ Cross-Reference
PPM-02265 | Third Party | CIVIL | WEEKLY | 0 | 7 | Water Features | Lagoon Basin Structure & Surface Coating | MB-CIVIL-0145 | Lagoon | 44,000 sqft surface area |  |  | TO VERIFY |  | 10 |  | 4/16/2026 | 4/23/2026 | 4/30/2026 | 5/7/2026 | 5/14/2026 | 5/21/2026 | 5/28/2026 | 6/4/2026 | 2026-04-16 |  | BOQ Cross-Reference
PPM-02266 | Third Party | CIVIL | MONTHLY | 1 | 0 | Water Features | Lagoon Basin Structure & Surface Coating | MB-CIVIL-0145 | Lagoon | 44,000 sqft surface area |  |  | TO VERIFY |  | 10 |  | 4/16/2026 | 5/16/2026 | 6/16/2026 | 7/16/2026 | 8/16/2026 | 9/16/2026 | 10/16/2026 | 11/16/2026 | 2026-04-16 |  | BOQ Cross-Reference
PPM-02267 | Third Party | MECHANICAL & PLUMBING | MONTHLY | 1 | 0 | Irrigation | Villa 5 Zone 3 Irrigation System | MB-MECH-0146 | Zone 3 | 1 |  |  | TO VERIFY |  | 20 |  | 4/16/2026 | 5/16/2026 | 6/16/2026 | 7/16/2026 | 8/16/2026 | 9/16/2026 | 10/16/2026 | 11/16/2026 | 2026-04-16 |  | BOQ Cross-Reference
PPM-02268 | Third Party | MECHANICAL & PLUMBING | MONTHLY | 1 | 0 | Irrigation | Municipality Road Landscape Irrigation System | MB-MECH-0147 | Municipality Road | 1 |  |  | TO VERIFY |  | 20 |  | 4/16/2026 | 5/16/2026 | 6/16/2026 | 7/16/2026 | 8/16/2026 | 9/16/2026 | 10/16/2026 | 11/16/2026 | 2026-04-16 |  | BOQ Cross-Reference
PPM-02269 | Third Party | ELECTRICAL | ANNUAL | 12 | 0 | External Lighting | Municipality Road Landscape Lighting | MB-ELEC-0148 | Municipality Road | Multiple fixtures |  |  | TO VERIFY |  | 15 |  | 4/16/2026 | 4/16/2027 | 4/16/2028 | 4/16/2029 | 4/16/2030 | 4/16/2031 | 4/16/2032 | 4/16/2033 | 2026-04-16 |  | BOQ Cross-Reference

## Summary_KPIs
MUSCAT BAY — ENHANCED ASSET REGISTER SUMMARY
Generated: 2026-04-16
Overall Asset Counts
Total Assets (Enhanced Register) | 3062
Existing Assets (Original) | 2914
New Assets (from BOQ Cross-Reference) | 148
Data Fills Applied | 686
Total PPM Tasks | 2269
Existing PPM Tasks | 2106
New PPM Tasks | 163
Assets by Discipline
Discipline | Existing | New | Total
Civil | 260 | 65 | 325
Electrical | 937 | 63 | 1000
HVAC | 280 | 3 | 283
Hotel Assets (JMB) | 59 | 0 | 59
Lifts & Transport | 23 | 1 | 24
Mechanical & Plumbing | 884 | 16 | 900
Painting | 260 | 0 | 260
STP Equipment | 149 | 0 | 149
Village Square Assets | 62 | 0 | 62
Data Completeness (Enhanced Register)
Field | Filled | Total | % Complete
Install_Year | 3062 | 3062 | 100
Life_Expectancy_Years | 3062 | 3062 | 100
Capacity_Size | 225 | 3062 | 7.3
Manufacturer_Brand | 293 | 3062 | 9.6
Model | 293 | 3062 | 9.6
Condition | 292 | 3062 | 9.5
PPM_Frequency | 2769 | 3062 | 90.4
PPM Coverage
Assets with PPM Coverage | 1206
Assets without PPM | 1856

## Gap_Analysis
BOQ Section | BOQ Value (OMR) | Coverage Status | Assets in Register | Missing Assets | Missing Asset Names | Action Required
Advanced Earth Works | 10813175 | N/A | See Note | 0 | — | No action — non-physical/construction scope
Infrastructure Works - SBJ | 9773048 | Partially | See Note | 11 | 11kV/0.4kV Distribution Transformers (1000 kVA); Main Feeder Pillars (FP-series); Mini Feeder Pillars (TZ-series); 11kV Ring Main Units (RMU); Street Light Poles (6m & 9m); Bulk Water Meters; Irrigation Pump Stations; Irrigation Controllers & Remote Control Valves; Fire Hydrants; Telecom Duct Network & Manholes; Surface Water Drainage Culverts & Manholes | Survey & add 11 missing asset(s)
Residential Package Zone 3A & 3B | 21461385 | Partially | See Note | 2 | Zone 3 Common Area Distribution Boards; Zone 3 Common Area Bulk Meters | Survey & add 2 missing asset(s)
Construction Of Residential Package Zone 5 and 8 | 14252390 | Partially | See Note | 1 | Zone 5 & 8 Common Area Distribution Boards | Survey & add 1 missing asset(s)
Signage and Wayfinding - Site Wide | 75341 | No | See Note | 19 | Pedestrian Directional Sign (MB-P10); Pedestrian Rules & Regulation Sign (MB-P20); Pedestrian Regulation Sign (MB-P30); Vehicular Directional Sign Big (MB-V10); Vehicular Directional Sign Small (MB-V20); Vehicular Welcome Sign (MB-V30); Vehicular Welcome Sign Wall Mounted (MB-V31); Vehicular Directional Sign (MB-V40); Street Name Sign (MB-V60); Zone 3 Villa Sign (MB-VL3); Zone 5 Villa Sign (MB-VL5); Zone 8 Villa Sign (MB-VL8); Safa-1 Villa Sign (MB-SV1); Safa-2 Villa Sign (MB-SV2); Apartment Identification Sign (MB-APT10); Staff Room Identification Sign (MB-ST10); Block/Building Identification Sign (MB-ST20); Irish Crossing Sign (MB-CS10); Staff Room Service ID Sign (MB-ST11) | Survey required — 19 asset(s) to verify & register
STP: Design & Build | 734458 | Yes | See Note | 0 | — | No action — fully covered
STP: Balance Works Including O&M | 294060 | Yes | See Note | 2 | STP Admin Building Electrical Distribution Board; STP Diesel Generator | No action — fully covered
Staff Accommodation Construction | 5370590 | Partially | See Note | 5 | Staff Accommodation Split AC Units; Staff Accommodation Water Heaters; Staff Accommodation Fire Alarm Panels; Staff Accommodation Electrical Distribution Boards; Staff Accommodation Lifts/Elevators | Survey & add 5 missing asset(s)
Ancillary Works | 6587 | N/A | See Note | 0 | — | No action — non-physical/construction scope
Entrance Statement Construction | 432016 | No | See Note | 6 | Main Entrance Water Feature (2 units, 8950x7850mm each); Entrance Landscape Lighting — Tree Uplighters; Entrance Underwater Protection Lights; Entrance Landscape Projection Lights; Entrance Statement Irrigation System (solenoid valve, drip); Entrance Statement Front Wall (60m rendered concrete) | Survey required — 6 asset(s) to verify & register
Village Square Construction | 712705 | Partially | See Note | 1 | Village Square Swimming Pool MEP System | Survey & add 1 missing asset(s)
Central Park Landscaping Works | 667779 | No | See Note | 42 | Central Park Adults Swimming Pool (structural + MEP); Central Park Kids Pool; Central Park Pool Pump Room; Central Park Pool Changing Room; Central Park Bollard Lights (BL1); Central Park Sports Court Lights (FL1); Central Park In-Ground Uplights (GL1/GL2); Central Park Tree Uplights (SP1); Central Park Underwater Lights (UW1); Central Park Wall Lights (WL1); Central Park Landscape Lighting Control Panel & Cables; Central Park Swimming Pool MEP Works; Central Park Irrigation System (pipes, valves, controllers, nozzles); Central Park Play Equipment — Multi Goal 3M (MUGA); Central Park Play Equipment — BLOQX 3 Bouldering Cube; Central Park Play Equipment — BLOQX 6 Bouldering Cube; Central Park Play Equipment — Double Bay Swing (Erbium); Central Park Play Equipment — Double Tower Activity Unit; Central Park Play Equipment — Multi-Spinner Carousel; Central Park Play Equipment — Swing Hammock; Central Park Play Equipment — Garden See Saw / Pirate Ship; Central Park Play Equipment — Home/Rescue Multi Tower (City Track); Central Park Play Equipment — Talk & Tumble Toddler Track; Central Park Play Equipment — Genesis Maxi Pyramid Net; Central Park Play Equipment — Nebula Flux Gymnastic Cube; Central Park Play Equipment — Rock Combo Arch Boulder; Central Park Play Equipment — King Peak Geo Boulder; Central Park Play Equipment — Sentinel Discovery Boulder; Central Park Play Equipment — Stepping Boulders (8 pcs); Central Park Play Equipment — Ridge; Central Park Play Equipment — Spica; Central Park Play Equipment — Spinner Bowl; Central Park Benches (backless x7, backed x19); Central Park Litter Bins (16 units); Central Park Picnic Tables (4 units); Central Park Shade Structures (3 types); Central Park Aluminium Handrails (115m); Central Park Security Fencing (418m + pool fence 28m); Central Park Gates (7 units, 3 types); Central Park Food Truck Areas with BBQ (2 units); Central Park Tennis Court Fencing; Central Park Perimeter Boundary Wall | Survey required — 42 asset(s) to verify & register
Landscape Works Road 8 to Zone 8 | 448857 | Partially | See Note | 2 | Road 8-Z8 Corridor Landscape Lighting; Road 8-Z8 Corridor Irrigation System | Survey & add 2 missing asset(s)
Boundary Wall Construction (Municipality) | 155000 | No | See Note | 1 | Municipality Boundary Wall | Survey required — 1 asset(s) to verify & register
Riprap Zone 3 1&2 | 25370 | No | See Note | 1 | Rip Rap Slope Protection — Riprap Zone 3 1&2 | Survey required — 1 asset(s) to verify & register
Zone 8 Rip Rap | 228154 | No | See Note | 1 | Rip Rap Slope Protection — Zone 8 Rip Rap | Survey required — 1 asset(s) to verify & register
Z8 Surface Coating Rip Rap | 16500 | No | See Note | 1 | Rip Rap Slope Protection — Z8 Surface Coating Rip Rap | Survey required — 1 asset(s) to verify & register
RipRap Z3 Drain & Ramp | 16988 | No | See Note | 1 | Rip Rap Slope Protection — RipRap Z3 Drain & Ramp | Survey required — 1 asset(s) to verify & register
Gunite Works for Wadi Area and Zone 3 | 181000 | No | See Note | 1 | Gunite Wadi Stabilization — Wadi Area & Zone 3 | Survey required — 1 asset(s) to verify & register
Earth Retaining Wall (Tensar Wall) Zone 3 | 2096650 | No | See Note | 1 | Tensar Earth Retaining Wall System — Zone 3 | Survey required — 1 asset(s) to verify & register
Village Square Sub Station | 24145 | Partially | See Note | 1 | Village Square Substation Transformer & Switchgear | Survey & add 1 missing asset(s)
Gabion Wall Zone 08 | 53169 | No | See Note | 1 | Gabion Wall — Zone 8 | Survey required — 1 asset(s) to verify & register
Gabion Wall Village Square | 5505 | No | See Note | 1 | Gabion Wall — Village Square | Survey required — 1 asset(s) to verify & register
Gabion Boxes Hotel Area |  | No | See Note | 1 | Gabion Wall — Hotel Area | Survey required — 1 asset(s) to verify & register
D52 Retaining Wall RFS | 25685 | No | See Note | 1 | D52 Retaining Wall | Survey required — 1 asset(s) to verify & register
Aqueduct Zone 3 | 20044 | No | See Note | 1 | Aqueduct/Retaining Wall — Zone 3 (D52) | Survey required — 1 asset(s) to verify & register
Post_2021_Capital | 102484 | Partially | See Note | 0 | — | Survey & add 0 missing asset(s)
Fit Out Show Villa 16 Z8 |  | N/A | See Note | 0 | — | No action — non-physical/construction scope
Sales Center Design & Build |  | N/A | See Note | 0 | — | No action — non-physical/construction scope
Archaeological Structure Stabilization |  | N/A | See Note | 0 | — | No action — non-physical/construction scope
Printing, Fixing and Branding of Banners |  | N/A | See Note | 0 | — | No action — non-physical/construction scope
ECO PLASBOARD Hoarding |  | N/A | See Note | 0 | — | No action — non-physical/construction scope
Furniture for Show Villas |  | N/A | See Note | 0 | — | No action — non-physical/construction scope
Printing Banners |  | N/A | See Note | 0 | — | No action — non-physical/construction scope
IT Infrastructure (Service & Maintenance) |  | N/A | See Note | 0 | — | No action — non-physical/construction scope
LS Pool Villa 16 Z8 |  | N/A | See Note | 0 | — | No action — non-physical/construction scope
Maintenance of Landscaping |  | N/A | See Note | 0 | — | No action — non-physical/construction scope
Infrastructure Electrical System Modifications | 133449 | No | See Note | 4 | 1000 kVA Transformer (Electrical Modifications); Main Feeder Pillar FP 014/3; Mini Feeder Pillars (6-way, 5 units); Street Light Poles (6m/9m, 42 units relocated) | Survey required — 4 asset(s) to verify & register
Telecom Equipment (Fiber Shelter) | 5000 | No | See Note | 4 | Telecom Fiber Shelter (3x3x2.5m prefab); Telecom Shelter Split AC Units (1.5Tn, Make: GENERAL); Telecom Shelter Fire Alarm System (GST, 2-Zone); Telecom Shelter ACDB (63A) | Survey required — 4 asset(s) to verify & register
IT Infrastructure, Security and Virtualization | 96215 | No | See Note | 16 | Data Center UPS — APC Smart-UPS 8 KVA; Data Center CRAC Units — Stulz 10 KW (Active/Standby); Data Center Fire Suppression — FirePro Aerosol System; Data Center Environment Monitor — NetBotz Rack Monitor 570; 42U Server Racks (2 units) with PDUs; Wireless Controller — Huawei AC6005-8; Indoor Wireless Access Points — Huawei AP5030DN (13 units); Core Network Switch — Huawei S5720-52X-SI; Access Switches — Huawei S5700 (3 units); CCTV IP Cameras — Axis Day/Night Dome (13 units incl. VO); Access Control Bio/Card Readers (12 units); Biometric Time Attendance Readers (6 units); HP DL380 Gen9 Server; HP MSA 1040 iSCSI Storage; PA System — AMCPRO 5-Zone Mixing Amplifier + Speakers; HP LaserJet Enterprise 700 Color MFP | Survey required — 16 asset(s) to verify & register
Centralized Gate Control and Surveillance System | 142217 | No | See Note | 16 | ANPR Camera System (19 cameras, SecurOS license); General Surveillance Cameras (5MP bullet, 20 units); Boom Barriers (4m entry x1, 4m exit x1, 3m entry x10, 3m exit x9); Pedestrian Gate Access Controllers (Xpass Mifare, 2 units); GSM Dialers (RTU5024/5025, 8 units); Security Control Room PCs & Displays (2 PCs, 1 ANPR PC, 2x 49" LED); Core Network Switch (12-port GE + 12 SFP + 2x 10G SFP+); PoE Network Switches (24-port managed + 8-port industrial x9); GRP Enclosures with DIN Rail Power Supplies (9 units); Camera Poles — 3m galvanized (21 units); 6-Core Fiber Optic Armored Cable (7000m) + Patch Panels; UPS Systems — APC Smart-UPS SRT 5KVA (2) + 1KVA RM (2) + DIN 500VA (7); ApplianceStor85 Video Storage Server (Quad Node, 2U); PixelStor5012 Video Storage Array (2U); 42U Floor Standing Server Cabinet + 2x 27U Cabinets; Vehicle Loop Sensors at barriers | Survey required — 16 asset(s) to verify & register
Lagoon Finishing Works | 110000 | No | See Note | 1 | Lagoon Basin Structure & Surface Coating | Survey required — 1 asset(s) to verify & register
Outsource IT and Telecom Infrastructure (Bahwan IT) | 57203 | No | See Note | 0 | — | Survey required — 0 asset(s) to verify & register
Landscaping Works for Villa 5 at Zone 3 | 19931 | No | See Note | 1 | Villa 5 Zone 3 Irrigation System | Survey required — 1 asset(s) to verify & register
Landscape Works along Municipality Road | 480437 | No | See Note | 2 | Municipality Road Landscape Irrigation System; Municipality Road Landscape Lighting | Survey required — 2 asset(s) to verify & register

## Data_Fills_Log
Asset_UID | Asset_Name | Field Updated | Old Value | New Value | BOQ Source
2360 | PAINT 1 | Install_Year |  | 2019 | Estimated from BOQ construction dates
2360 | PAINT 1 | Life_Expectancy_Years |  | 10 | Industry standard for coastal Oman environment
2361 | PAINT 2 | Install_Year |  | 2019 | Estimated from BOQ construction dates
2361 | PAINT 2 | Life_Expectancy_Years |  | 10 | Industry standard for coastal Oman environment
2362 | PAINT 3 | Install_Year |  | 2019 | Estimated from BOQ construction dates
2362 | PAINT 3 | Life_Expectancy_Years |  | 10 | Industry standard for coastal Oman environment
2363 | PAINT 4 | Install_Year |  | 2019 | Estimated from BOQ construction dates
2363 | PAINT 4 | Life_Expectancy_Years |  | 10 | Industry standard for coastal Oman environment
2364 | PAINT 5 | Install_Year |  | 2019 | Estimated from BOQ construction dates
2364 | PAINT 5 | Life_Expectancy_Years |  | 10 | Industry standard for coastal Oman environment
2365 | PAINT 6 | Install_Year |  | 2019 | Estimated from BOQ construction dates
2365 | PAINT 6 | Life_Expectancy_Years |  | 10 | Industry standard for coastal Oman environment
2366 | PAINT 7 | Install_Year |  | 2019 | Estimated from BOQ construction dates
2366 | PAINT 7 | Life_Expectancy_Years |  | 10 | Industry standard for coastal Oman environment
2367 | PAINT 8 | Install_Year |  | 2019 | Estimated from BOQ construction dates
2367 | PAINT 8 | Life_Expectancy_Years |  | 10 | Industry standard for coastal Oman environment
2368 | PAINT 9 | Install_Year |  | 2019 | Estimated from BOQ construction dates
2368 | PAINT 9 | Life_Expectancy_Years |  | 10 | Industry standard for coastal Oman environment
2369 | PAINT 10 | Install_Year |  | 2019 | Estimated from BOQ construction dates
2369 | PAINT 10 | Life_Expectancy_Years |  | 10 | Industry standard for coastal Oman environment
2370 | PAINT 11 | Install_Year |  | 2019 | Estimated from BOQ construction dates
2370 | PAINT 11 | Life_Expectancy_Years |  | 10 | Industry standard for coastal Oman environment
2371 | PAINT 12 | Install_Year |  | 2019 | Estimated from BOQ construction dates
2371 | PAINT 12 | Life_Expectancy_Years |  | 10 | Industry standard for coastal Oman environment
2372 | PAINT 13 | Install_Year |  | 2019 | Estimated from BOQ construction dates
2372 | PAINT 13 | Life_Expectancy_Years |  | 10 | Industry standard for coastal Oman environment
2373 | PAINT 14 | Install_Year |  | 2019 | Estimated from BOQ construction dates
2373 | PAINT 14 | Life_Expectancy_Years |  | 10 | Industry standard for coastal Oman environment
2374 | PAINT 15 | Install_Year |  | 2019 | Estimated from BOQ construction dates
2374 | PAINT 15 | Life_Expectancy_Years |  | 10 | Industry standard for coastal Oman environment
2375 | PAINT 16 | Install_Year |  | 2019 | Estimated from BOQ construction dates
2375 | PAINT 16 | Life_Expectancy_Years |  | 10 | Industry standard for coastal Oman environment
2376 | PAINT 17 | Install_Year |  | 2019 | Estimated from BOQ construction dates
2376 | PAINT 17 | Life_Expectancy_Years |  | 10 | Industry standard for coastal Oman environment
2377 | PAINT 18 | Install_Year |  | 2019 | Estimated from BOQ construction dates
2377 | PAINT 18 | Life_Expectancy_Years |  | 10 | Industry standard for coastal Oman environment
2378 | PAINT 19 | Install_Year |  | 2019 | Estimated from BOQ construction dates
2378 | PAINT 19 | Life_Expectancy_Years |  | 10 | Industry standard for coastal Oman environment
2379 | PAINT 20 | Install_Year |  | 2019 | Estimated from BOQ construction dates
2379 | PAINT 20 | Life_Expectancy_Years |  | 10 | Industry standard for coastal Oman environment
2380 | PAINT 21 | Install_Year |  | 2019 | Estimated from BOQ construction dates
2380 | PAINT 21 | Life_Expectancy_Years |  | 10 | Industry standard for coastal Oman environment
2381 | PAINT 22 | Install_Year |  | 2019 | Estimated from BOQ construction dates
2381 | PAINT 22 | Life_Expectancy_Years |  | 10 | Industry standard for coastal Oman environment
2382 | PAINT 23 | Install_Year |  | 2019 | Estimated from BOQ construction dates
2382 | PAINT 23 | Life_Expectancy_Years |  | 10 | Industry standard for coastal Oman environment
2383 | PAINT 24 | Install_Year |  | 2019 | Estimated from BOQ construction dates
2383 | PAINT 24 | Life_Expectancy_Years |  | 10 | Industry standard for coastal Oman environment
2384 | PAINT 25 | Install_Year |  | 2019 | Estimated from BOQ construction dates
2384 | PAINT 25 | Life_Expectancy_Years |  | 10 | Industry standard for coastal Oman environment
2385 | PAINT 26 | Install_Year |  | 2019 | Estimated from BOQ construction dates
2385 | PAINT 26 | Life_Expectancy_Years |  | 10 | Industry standard for coastal Oman environment
2386 | PAINT 27 | Install_Year |  | 2019 | Estimated from BOQ construction dates
2386 | PAINT 27 | Life_Expectancy_Years |  | 10 | Industry standard for coastal Oman environment
2387 | PAINT 28 | Install_Year |  | 2019 | Estimated from BOQ construction dates
2387 | PAINT 28 | Life_Expectancy_Years |  | 10 | Industry standard for coastal Oman environment
2388 | PAINT 29 | Install_Year |  | 2019 | Estimated from BOQ construction dates
2388 | PAINT 29 | Life_Expectancy_Years |  | 10 | Industry standard for coastal Oman environment
2389 | PAINT 30 | Install_Year |  | 2019 | Estimated from BOQ construction dates
2389 | PAINT 30 | Life_Expectancy_Years |  | 10 | Industry standard for coastal Oman environment
2390 | PAINT 31 | Install_Year |  | 2019 | Estimated from BOQ construction dates
2390 | PAINT 31 | Life_Expectancy_Years |  | 10 | Industry standard for coastal Oman environment
2391 | PAINT 32 | Install_Year |  | 2019 | Estimated from BOQ construction dates
2391 | PAINT 32 | Life_Expectancy_Years |  | 10 | Industry standard for coastal Oman environment
2392 | PAINT 33 | Install_Year |  | 2019 | Estimated from BOQ construction dates
2392 | PAINT 33 | Life_Expectancy_Years |  | 10 | Industry standard for coastal Oman environment
2393 | PAINT 34 | Install_Year |  | 2019 | Estimated from BOQ construction dates
2393 | PAINT 34 | Life_Expectancy_Years |  | 10 | Industry standard for coastal Oman environment
2394 | PAINT 35 | Install_Year |  | 2019 | Estimated from BOQ construction dates
2394 | PAINT 35 | Life_Expectancy_Years |  | 10 | Industry standard for coastal Oman environment
2395 | PAINT 36 | Install_Year |  | 2019 | Estimated from BOQ construction dates
2395 | PAINT 36 | Life_Expectancy_Years |  | 10 | Industry standard for coastal Oman environment
2396 | PAINT 37 | Install_Year |  | 2019 | Estimated from BOQ construction dates
2396 | PAINT 37 | Life_Expectancy_Years |  | 10 | Industry standard for coastal Oman environment
2397 | PAINT 38 | Install_Year |  | 2019 | Estimated from BOQ construction dates
2397 | PAINT 38 | Life_Expectancy_Years |  | 10 | Industry standard for coastal Oman environment
2398 | PAINT 39 | Install_Year |  | 2019 | Estimated from BOQ construction dates
2398 | PAINT 39 | Life_Expectancy_Years |  | 10 | Industry standard for coastal Oman environment
2399 | PAINT 40 | Install_Year |  | 2019 | Estimated from BOQ construction dates
2399 | PAINT 40 | Life_Expectancy_Years |  | 10 | Industry standard for coastal Oman environment
2400 | PAINT 41 | Install_Year |  | 2019 | Estimated from BOQ construction dates
2400 | PAINT 41 | Life_Expectancy_Years |  | 10 | Industry standard for coastal Oman environment
2401 | PAINT 42 | Install_Year |  | 2019 | Estimated from BOQ construction dates
2401 | PAINT 42 | Life_Expectancy_Years |  | 10 | Industry standard for coastal Oman environment
2402 | PAINT 43 | Install_Year |  | 2019 | Estimated from BOQ construction dates
2402 | PAINT 43 | Life_Expectancy_Years |  | 10 | Industry standard for coastal Oman environment
2403 | PAINT 44 | Install_Year |  | 2019 | Estimated from BOQ construction dates
2403 | PAINT 44 | Life_Expectancy_Years |  | 10 | Industry standard for coastal Oman environment
2404 | PAINT 45 | Install_Year |  | 2019 | Estimated from BOQ construction dates
2404 | PAINT 45 | Life_Expectancy_Years |  | 10 | Industry standard for coastal Oman environment
2405 | PAINT 46 | Install_Year |  | 2019 | Estimated from BOQ construction dates
2405 | PAINT 46 | Life_Expectancy_Years |  | 10 | Industry standard for coastal Oman environment
2406 | PAINT 47 | Install_Year |  | 2019 | Estimated from BOQ construction dates
2406 | PAINT 47 | Life_Expectancy_Years |  | 10 | Industry standard for coastal Oman environment
2407 | PAINT 48 | Install_Year |  | 2019 | Estimated from BOQ construction dates
2407 | PAINT 48 | Life_Expectancy_Years |  | 10 | Industry standard for coastal Oman environment
2408 | PAINT 49 | Install_Year |  | 2019 | Estimated from BOQ construction dates
2408 | PAINT 49 | Life_Expectancy_Years |  | 10 | Industry standard for coastal Oman environment
2409 | PAINT 50 | Install_Year |  | 2019 | Estimated from BOQ construction dates
2409 | PAINT 50 | Life_Expectancy_Years |  | 10 | Industry standard for coastal Oman environment
2410 | PAINT 51 | Install_Year |  | 2019 | Estimated from BOQ construction dates
2410 | PAINT 51 | Life_Expectancy_Years |  | 10 | Industry standard for coastal Oman environment
2411 | PAINT 52 | Install_Year |  | 2019 | Estimated from BOQ construction dates
2411 | PAINT 52 | Life_Expectancy_Years |  | 10 | Industry standard for coastal Oman environment
2412 | PAINT 53 | Install_Year |  | 2019 | Estimated from BOQ construction dates
2412 | PAINT 53 | Life_Expectancy_Years |  | 10 | Industry standard for coastal Oman environment
2413 | PAINT 54 | Install_Year |  | 2019 | Estimated from BOQ construction dates
2413 | PAINT 54 | Life_Expectancy_Years |  | 10 | Industry standard for coastal Oman environment
2414 | PAINT 55 | Install_Year |  | 2019 | Estimated from BOQ construction dates
2414 | PAINT 55 | Life_Expectancy_Years |  | 10 | Industry standard for coastal Oman environment
2415 | PAINT 56 | Install_Year |  | 2018 | Estimated from BOQ construction dates
2415 | PAINT 56 | Life_Expectancy_Years |  | 10 | Industry standard for coastal Oman environment
2416 | PAINT 57 | Install_Year |  | 2018 | Estimated from BOQ construction dates
2416 | PAINT 57 | Life_Expectancy_Years |  | 10 | Industry standard for coastal Oman environment
2417 | PAINT 58 | Install_Year |  | 2018 | Estimated from BOQ construction dates
2417 | PAINT 58 | Life_Expectancy_Years |  | 10 | Industry standard for coastal Oman environment
2418 | PAINT 59 | Install_Year |  | 2018 | Estimated from BOQ construction dates
2418 | PAINT 59 | Life_Expectancy_Years |  | 10 | Industry standard for coastal Oman environment
2419 | PAINT 60 | Install_Year |  | 2018 | Estimated from BOQ construction dates
2419 | PAINT 60 | Life_Expectancy_Years |  | 10 | Industry standard for coastal Oman environment
2420 | PAINT 61 | Install_Year |  | 2018 | Estimated from BOQ construction dates
2420 | PAINT 61 | Life_Expectancy_Years |  | 10 | Industry standard for coastal Oman environment
2421 | PAINT 62 | Install_Year |  | 2018 | Estimated from BOQ construction dates
2421 | PAINT 62 | Life_Expectancy_Years |  | 10 | Industry standard for coastal Oman environment
2422 | PAINT 63 | Install_Year |  | 2018 | Estimated from BOQ construction dates
2422 | PAINT 63 | Life_Expectancy_Years |  | 10 | Industry standard for coastal Oman environment
2423 | PAINT 64 | Install_Year |  | 2018 | Estimated from BOQ construction dates
2423 | PAINT 64 | Life_Expectancy_Years |  | 10 | Industry standard for coastal Oman environment
2424 | PAINT 65 | Install_Year |  | 2018 | Estimated from BOQ construction dates
2424 | PAINT 65 | Life_Expectancy_Years |  | 10 | Industry standard for coastal Oman environment
2425 | PAINT 66 | Install_Year |  | 2018 | Estimated from BOQ construction dates
2425 | PAINT 66 | Life_Expectancy_Years |  | 10 | Industry standard for coastal Oman environment
2426 | PAINT 67 | Install_Year |  | 2018 | Estimated from BOQ construction dates
2426 | PAINT 67 | Life_Expectancy_Years |  | 10 | Industry standard for coastal Oman environment
2427 | PAINT 68 | Install_Year |  | 2018 | Estimated from BOQ construction dates
2427 | PAINT 68 | Life_Expectancy_Years |  | 10 | Industry standard for coastal Oman environment
2428 | PAINT 69 | Install_Year |  | 2018 | Estimated from BOQ construction dates
2428 | PAINT 69 | Life_Expectancy_Years |  | 10 | Industry standard for coastal Oman environment
2429 | PAINT 70 | Install_Year |  | 2018 | Estimated from BOQ construction dates
2429 | PAINT 70 | Life_Expectancy_Years |  | 10 | Industry standard for coastal Oman environment
2430 | PAINT 71 | Install_Year |  | 2018 | Estimated from BOQ construction dates
2430 | PAINT 71 | Life_Expectancy_Years |  | 10 | Industry standard for coastal Oman environment
2431 | PAINT 72 | Install_Year |  | 2018 | Estimated from BOQ construction dates
2431 | PAINT 72 | Life_Expectancy_Years |  | 10 | Industry standard for coastal Oman environment
2432 | PAINT 73 | Install_Year |  | 2018 | Estimated from BOQ construction dates
2432 | PAINT 73 | Life_Expectancy_Years |  | 10 | Industry standard for coastal Oman environment
2433 | PAINT 74 | Install_Year |  | 2018 | Estimated from BOQ construction dates
2433 | PAINT 74 | Life_Expectancy_Years |  | 10 | Industry standard for coastal Oman environment
2434 | PAINT 75 | Install_Year |  | 2018 | Estimated from BOQ construction dates
2434 | PAINT 75 | Life_Expectancy_Years |  | 10 | Industry standard for coastal Oman environment
2435 | PAINT 76 | Install_Year |  | 2018 | Estimated from BOQ construction dates
2435 | PAINT 76 | Life_Expectancy_Years |  | 10 | Industry standard for coastal Oman environment
2436 | PAINT 77 | Install_Year |  | 2018 | Estimated from BOQ construction dates
2436 | PAINT 77 | Life_Expectancy_Years |  | 10 | Industry standard for coastal Oman environment
2437 | PAINT 78 | Install_Year |  | 2018 | Estimated from BOQ construction dates
2437 | PAINT 78 | Life_Expectancy_Years |  | 10 | Industry standard for coastal Oman environment
2438 | PAINT 79 | Install_Year |  | 2018 | Estimated from BOQ construction dates
2438 | PAINT 79 | Life_Expectancy_Years |  | 10 | Industry standard for coastal Oman environment
2439 | PAINT 80 | Install_Year |  | 2018 | Estimated from BOQ construction dates
2439 | PAINT 80 | Life_Expectancy_Years |  | 10 | Industry standard for coastal Oman environment
2440 | PAINT 81 | Install_Year |  | 2018 | Estimated from BOQ construction dates
2440 | PAINT 81 | Life_Expectancy_Years |  | 10 | Industry standard for coastal Oman environment
2441 | PAINT 82 | Install_Year |  | 2018 | Estimated from BOQ construction dates
2441 | PAINT 82 | Life_Expectancy_Years |  | 10 | Industry standard for coastal Oman environment
2442 | PAINT 83 | Install_Year |  | 2018 | Estimated from BOQ construction dates
2442 | PAINT 83 | Life_Expectancy_Years |  | 10 | Industry standard for coastal Oman environment
2443 | PAINT 84 | Install_Year |  | 2018 | Estimated from BOQ construction dates
2443 | PAINT 84 | Life_Expectancy_Years |  | 10 | Industry standard for coastal Oman environment
2444 | PAINT 85 | Install_Year |  | 2018 | Estimated from BOQ construction dates
2444 | PAINT 85 | Life_Expectancy_Years |  | 10 | Industry standard for coastal Oman environment
2445 | PAINT 86 | Install_Year |  | 2018 | Estimated from BOQ construction dates
2445 | PAINT 86 | Life_Expectancy_Years |  | 10 | Industry standard for coastal Oman environment
2446 | PAINT 87 | Install_Year |  | 2018 | Estimated from BOQ construction dates
2446 | PAINT 87 | Life_Expectancy_Years |  | 10 | Industry standard for coastal Oman environment
2447 | PAINT 88 | Install_Year |  | 2018 | Estimated from BOQ construction dates
2447 | PAINT 88 | Life_Expectancy_Years |  | 10 | Industry standard for coastal Oman environment
2448 | PAINT 89 | Install_Year |  | 2018 | Estimated from BOQ construction dates
2448 | PAINT 89 | Life_Expectancy_Years |  | 10 | Industry standard for coastal Oman environment
2449 | PAINT 90 | Install_Year |  | 2018 | Estimated from BOQ construction dates
2449 | PAINT 90 | Life_Expectancy_Years |  | 10 | Industry standard for coastal Oman environment
2450 | PAINT 91 | Install_Year |  | 2018 | Estimated from BOQ construction dates
2450 | PAINT 91 | Life_Expectancy_Years |  | 10 | Industry standard for coastal Oman environment
2451 | PAINT 92 | Install_Year |  | 2018 | Estimated from BOQ construction dates
2451 | PAINT 92 | Life_Expectancy_Years |  | 10 | Industry standard for coastal Oman environment
2452 | PAINT 93 | Install_Year |  | 2018 | Estimated from BOQ construction dates
2452 | PAINT 93 | Life_Expectancy_Years |  | 10 | Industry standard for coastal Oman environment
2453 | PAINT 94 | Install_Year |  | 2018 | Estimated from BOQ construction dates
2453 | PAINT 94 | Life_Expectancy_Years |  | 10 | Industry standard for coastal Oman environment
2454 | PAINT 95 | Install_Year |  | 2018 | Estimated from BOQ construction dates
2454 | PAINT 95 | Life_Expectancy_Years |  | 10 | Industry standard for coastal Oman environment
2455 | PAINT 96 | Install_Year |  | 2018 | Estimated from BOQ construction dates
2455 | PAINT 96 | Life_Expectancy_Years |  | 10 | Industry standard for coastal Oman environment
2456 | PAINT 97 | Install_Year |  | 2018 | Estimated from BOQ construction dates
2456 | PAINT 97 | Life_Expectancy_Years |  | 10 | Industry standard for coastal Oman environment
2457 | PAINT 98 | Install_Year |  | 2018 | Estimated from BOQ construction dates
2457 | PAINT 98 | Life_Expectancy_Years |  | 10 | Industry standard for coastal Oman environment
2458 | PAINT 99 | Install_Year |  | 2018 | Estimated from BOQ construction dates
2458 | PAINT 99 | Life_Expectancy_Years |  | 10 | Industry standard for coastal Oman environment
2459 | PAINT 100 | Install_Year |  | 2018 | Estimated from BOQ construction dates
2459 | PAINT 100 | Life_Expectancy_Years |  | 10 | Industry standard for coastal Oman environment
2460 | PAINT 101 | Install_Year |  | 2018 | Estimated from BOQ construction dates
2460 | PAINT 101 | Life_Expectancy_Years |  | 10 | Industry standard for coastal Oman environment
2461 | PAINT 102 | Install_Year |  | 2018 | Estimated from BOQ construction dates
2461 | PAINT 102 | Life_Expectancy_Years |  | 10 | Industry standard for coastal Oman environment
2462 | PAINT 103 | Install_Year |  | 2018 | Estimated from BOQ construction dates
2462 | PAINT 103 | Life_Expectancy_Years |  | 10 | Industry standard for coastal Oman environment
2463 | PAINT 104 | Install_Year |  | 2018 | Estimated from BOQ construction dates
2463 | PAINT 104 | Life_Expectancy_Years |  | 10 | Industry standard for coastal Oman environment
2464 | PAINT 105 | Install_Year |  | 2018 | Estimated from BOQ construction dates
2464 | PAINT 105 | Life_Expectancy_Years |  | 10 | Industry standard for coastal Oman environment
2465 | PAINT 106 | Install_Year |  | 2018 | Estimated from BOQ construction dates
2465 | PAINT 106 | Life_Expectancy_Years |  | 10 | Industry standard for coastal Oman environment
2466 | PAINT 107 | Install_Year |  | 2018 | Estimated from BOQ construction dates
2466 | PAINT 107 | Life_Expectancy_Years |  | 10 | Industry standard for coastal Oman environment
2467 | PAINT 108 | Install_Year |  | 2018 | Estimated from BOQ construction dates
2467 | PAINT 108 | Life_Expectancy_Years |  | 10 | Industry standard for coastal Oman environment
2468 | PAINT 109 | Install_Year |  | 2018 | Estimated from BOQ construction dates
2468 | PAINT 109 | Life_Expectancy_Years |  | 10 | Industry standard for coastal Oman environment
2469 | PAINT 110 | Install_Year |  | 2018 | Estimated from BOQ construction dates
2469 | PAINT 110 | Life_Expectancy_Years |  | 10 | Industry standard for coastal Oman environment
2470 | PAINT 111 | Install_Year |  | 2018 | Estimated from BOQ construction dates
2470 | PAINT 111 | Life_Expectancy_Years |  | 10 | Industry standard for coastal Oman environment
2471 | PAINT 112 | Install_Year |  | 2018 | Estimated from BOQ construction dates
2471 | PAINT 112 | Life_Expectancy_Years |  | 10 | Industry standard for coastal Oman environment
2472 | PAINT 113 | Install_Year |  | 2018 | Estimated from BOQ construction dates
2472 | PAINT 113 | Life_Expectancy_Years |  | 10 | Industry standard for coastal Oman environment
2473 | PAINT 114 | Install_Year |  | 2018 | Estimated from BOQ construction dates
2473 | PAINT 114 | Life_Expectancy_Years |  | 10 | Industry standard for coastal Oman environment
2474 | PAINT 115 | Install_Year |  | 2018 | Estimated from BOQ construction dates
2474 | PAINT 115 | Life_Expectancy_Years |  | 10 | Industry standard for coastal Oman environment
2475 | PAINT 116 | Install_Year |  | 2018 | Estimated from BOQ construction dates
2475 | PAINT 116 | Life_Expectancy_Years |  | 10 | Industry standard for coastal Oman environment
2476 | PAINT 117 | Install_Year |  | 2018 | Estimated from BOQ construction dates
2476 | PAINT 117 | Life_Expectancy_Years |  | 10 | Industry standard for coastal Oman environment
2477 | PAINT 118 | Install_Year |  | 2018 | Estimated from BOQ construction dates
2477 | PAINT 118 | Life_Expectancy_Years |  | 10 | Industry standard for coastal Oman environment
2478 | PAINT 119 | Install_Year |  | 2018 | Estimated from BOQ construction dates
2478 | PAINT 119 | Life_Expectancy_Years |  | 10 | Industry standard for coastal Oman environment
2479 | PAINT 120 | Install_Year |  | 2018 | Estimated from BOQ construction dates
2479 | PAINT 120 | Life_Expectancy_Years |  | 10 | Industry standard for coastal Oman environment
2480 | PAINT 121 | Install_Year |  | 2018 | Estimated from BOQ construction dates
2480 | PAINT 121 | Life_Expectancy_Years |  | 10 | Industry standard for coastal Oman environment
2481 | PAINT 122 | Install_Year |  | 2018 | Estimated from BOQ construction dates
2481 | PAINT 122 | Life_Expectancy_Years |  | 10 | Industry standard for coastal Oman environment
2482 | PAINT 123 | Install_Year |  | 2018 | Estimated from BOQ construction dates
2482 | PAINT 123 | Life_Expectancy_Years |  | 10 | Industry standard for coastal Oman environment
2483 | PAINT 124 | Install_Year |  | 2018 | Estimated from BOQ construction dates
2483 | PAINT 124 | Life_Expectancy_Years |  | 10 | Industry standard for coastal Oman environment
2484 | PAINT 125 | Install_Year |  | 2018 | Estimated from BOQ construction dates
2484 | PAINT 125 | Life_Expectancy_Years |  | 10 | Industry standard for coastal Oman environment
2485 | PAINT 126 | Install_Year |  | 2018 | Estimated from BOQ construction dates
2485 | PAINT 126 | Life_Expectancy_Years |  | 10 | Industry standard for coastal Oman environment
2486 | PAINT 127 | Install_Year |  | 2018 | Estimated from BOQ construction dates
2486 | PAINT 127 | Life_Expectancy_Years |  | 10 | Industry standard for coastal Oman environment
2487 | PAINT 128 | Install_Year |  | 2018 | Estimated from BOQ construction dates
2487 | PAINT 128 | Life_Expectancy_Years |  | 10 | Industry standard for coastal Oman environment
2488 | PAINT 129 | Install_Year |  | 2018 | Estimated from BOQ construction dates
2488 | PAINT 129 | Life_Expectancy_Years |  | 10 | Industry standard for coastal Oman environment
2489 | PAINT 130 | Install_Year |  | 2018 | Estimated from BOQ construction dates
2489 | PAINT 130 | Life_Expectancy_Years |  | 10 | Industry standard for coastal Oman environment
2490 | PAINT 131 | Install_Year |  | 2018 | Estimated from BOQ construction dates
2490 | PAINT 131 | Life_Expectancy_Years |  | 10 | Industry standard for coastal Oman environment
2491 | PAINT 132 | Install_Year |  | 2018 | Estimated from BOQ construction dates
2491 | PAINT 132 | Life_Expectancy_Years |  | 10 | Industry standard for coastal Oman environment
2492 | PAINT 133 | Install_Year |  | 2018 | Estimated from BOQ construction dates
2492 | PAINT 133 | Life_Expectancy_Years |  | 10 | Industry standard for coastal Oman environment
2493 | PAINT 134 | Install_Year |  | 2018 | Estimated from BOQ construction dates
2493 | PAINT 134 | Life_Expectancy_Years |  | 10 | Industry standard for coastal Oman environment
2494 | PAINT 135 | Install_Year |  | 2018 | Estimated from BOQ construction dates
2494 | PAINT 135 | Life_Expectancy_Years |  | 10 | Industry standard for coastal Oman environment
2495 | PAINT 136 | Install_Year |  | 2018 | Estimated from BOQ construction dates
2495 | PAINT 136 | Life_Expectancy_Years |  | 10 | Industry standard for coastal Oman environment
2496 | PAINT 137 | Install_Year |  | 2018 | Estimated from BOQ construction dates
2496 | PAINT 137 | Life_Expectancy_Years |  | 10 | Industry standard for coastal Oman environment
2497 | PAINT 138 | Install_Year |  | 2018 | Estimated from BOQ construction dates
2497 | PAINT 138 | Life_Expectancy_Years |  | 10 | Industry standard for coastal Oman environment
2498 | PAINT 139 | Install_Year |  | 2018 | Estimated from BOQ construction dates
2498 | PAINT 139 | Life_Expectancy_Years |  | 10 | Industry standard for coastal Oman environment
2499 | PAINT 140 | Install_Year |  | 2018 | Estimated from BOQ construction dates
2499 | PAINT 140 | Life_Expectancy_Years |  | 10 | Industry standard for coastal Oman environment
2500 | PAINT 141 | Install_Year |  | 2018 | Estimated from BOQ construction dates
2500 | PAINT 141 | Life_Expectancy_Years |  | 10 | Industry standard for coastal Oman environment
2501 | PAINT 142 | Install_Year |  | 2018 | Estimated from BOQ construction dates
2501 | PAINT 142 | Life_Expectancy_Years |  | 10 | Industry standard for coastal Oman environment
2502 | PAINT 143 | Install_Year |  | 2018 | Estimated from BOQ construction dates
2502 | PAINT 143 | Life_Expectancy_Years |  | 10 | Industry standard for coastal Oman environment
2503 | PAINT 144 | Install_Year |  | 2018 | Estimated from BOQ construction dates
2503 | PAINT 144 | Life_Expectancy_Years |  | 10 | Industry standard for coastal Oman environment
2504 | PAINT 145 | Install_Year |  | 2018 | Estimated from BOQ construction dates
2504 | PAINT 145 | Life_Expectancy_Years |  | 10 | Industry standard for coastal Oman environment
2505 | PAINT 146 | Install_Year |  | 2018 | Estimated from BOQ construction dates
2505 | PAINT 146 | Life_Expectancy_Years |  | 10 | Industry standard for coastal Oman environment
2506 | PAINT 147 | Install_Year |  | 2018 | Estimated from BOQ construction dates
2506 | PAINT 147 | Life_Expectancy_Years |  | 10 | Industry standard for coastal Oman environment
2507 | PAINT 148 | Install_Year |  | 2018 | Estimated from BOQ construction dates
2507 | PAINT 148 | Life_Expectancy_Years |  | 10 | Industry standard for coastal Oman environment
2508 | PAINT 149 | Install_Year |  | 2018 | Estimated from BOQ construction dates
2508 | PAINT 149 | Life_Expectancy_Years |  | 10 | Industry standard for coastal Oman environment
2509 | PAINT 150 | Install_Year |  | 2018 | Estimated from BOQ construction dates
2509 | PAINT 150 | Life_Expectancy_Years |  | 10 | Industry standard for coastal Oman environment
2510 | PAINT 151 | Install_Year |  | 2018 | Estimated from BOQ construction dates
2510 | PAINT 151 | Life_Expectancy_Years |  | 10 | Industry standard for coastal Oman environment
2511 | PAINT 152 | Install_Year |  | 2018 | Estimated from BOQ construction dates
2511 | PAINT 152 | Life_Expectancy_Years |  | 10 | Industry standard for coastal Oman environment
2512 | PAINT 153 | Install_Year |  | 2018 | Estimated from BOQ construction dates
2512 | PAINT 153 | Life_Expectancy_Years |  | 10 | Industry standard for coastal Oman environment
2513 | PAINT 154 | Install_Year |  | 2018 | Estimated from BOQ construction dates
2513 | PAINT 154 | Life_Expectancy_Years |  | 10 | Industry standard for coastal Oman environment
2514 | PAINT 155 | Install_Year |  | 2018 | Estimated from BOQ construction dates
2514 | PAINT 155 | Life_Expectancy_Years |  | 10 | Industry standard for coastal Oman environment
2515 | PAINT 156 | Install_Year |  | 2018 | Estimated from BOQ construction dates
2515 | PAINT 156 | Life_Expectancy_Years |  | 10 | Industry standard for coastal Oman environment
2516 | PAINT 157 | Install_Year |  | 2018 | Estimated from BOQ construction dates
2516 | PAINT 157 | Life_Expectancy_Years |  | 10 | Industry standard for coastal Oman environment
2517 | PAINT 158 | Install_Year |  | 2018 | Estimated from BOQ construction dates
2517 | PAINT 158 | Life_Expectancy_Years |  | 10 | Industry standard for coastal Oman environment
2518 | PAINT 159 | Install_Year |  | 2018 | Estimated from BOQ construction dates
2518 | PAINT 159 | Life_Expectancy_Years |  | 10 | Industry standard for coastal Oman environment
2519 | PAINT 160 | Install_Year |  | 2018 | Estimated from BOQ construction dates
2519 | PAINT 160 | Life_Expectancy_Years |  | 10 | Industry standard for coastal Oman environment
2520 | PAINT 161 | Install_Year |  | 2018 | Estimated from BOQ construction dates
2520 | PAINT 161 | Life_Expectancy_Years |  | 10 | Industry standard for coastal Oman environment
2521 | PAINT 162 | Install_Year |  | 2018 | Estimated from BOQ construction dates
2521 | PAINT 162 | Life_Expectancy_Years |  | 10 | Industry standard for coastal Oman environment
2522 | PAINT 163 | Install_Year |  | 2018 | Estimated from BOQ construction dates
2522 | PAINT 163 | Life_Expectancy_Years |  | 10 | Industry standard for coastal Oman environment
2523 | PAINT 164 | Install_Year |  | 2018 | Estimated from BOQ construction dates
2523 | PAINT 164 | Life_Expectancy_Years |  | 10 | Industry standard for coastal Oman environment
2524 | PAINT 165 | Install_Year |  | 2018 | Estimated from BOQ construction dates
2524 | PAINT 165 | Life_Expectancy_Years |  | 10 | Industry standard for coastal Oman environment
2525 | PAINT 166 | Install_Year |  | 2018 | Estimated from BOQ construction dates
2525 | PAINT 166 | Life_Expectancy_Years |  | 10 | Industry standard for coastal Oman environment
2526 | PAINT 167 | Install_Year |  | 2018 | Estimated from BOQ construction dates
2526 | PAINT 167 | Life_Expectancy_Years |  | 10 | Industry standard for coastal Oman environment
2527 | PAINT 168 | Install_Year |  | 2018 | Estimated from BOQ construction dates
2527 | PAINT 168 | Life_Expectancy_Years |  | 10 | Industry standard for coastal Oman environment
2528 | PAINT 169 | Install_Year |  | 2018 | Estimated from BOQ construction dates
2528 | PAINT 169 | Life_Expectancy_Years |  | 10 | Industry standard for coastal Oman environment
2529 | PAINT 170 | Install_Year |  | 2018 | Estimated from BOQ construction dates
2529 | PAINT 170 | Life_Expectancy_Years |  | 10 | Industry standard for coastal Oman environment
2530 | PAINT 171 | Install_Year |  | 2018 | Estimated from BOQ construction dates
2530 | PAINT 171 | Life_Expectancy_Years |  | 10 | Industry standard for coastal Oman environment
2531 | PAINT 172 | Install_Year |  | 2018 | Estimated from BOQ construction dates
2531 | PAINT 172 | Life_Expectancy_Years |  | 10 | Industry standard for coastal Oman environment
2532 | PAINT 173 | Install_Year |  | 2018 | Estimated from BOQ construction dates
2532 | PAINT 173 | Life_Expectancy_Years |  | 10 | Industry standard for coastal Oman environment
2533 | PAINT 174 | Install_Year |  | 2018 | Estimated from BOQ construction dates
2533 | PAINT 174 | Life_Expectancy_Years |  | 10 | Industry standard for coastal Oman environment
2534 | PAINT 175 | Install_Year |  | 2018 | Estimated from BOQ construction dates
2534 | PAINT 175 | Life_Expectancy_Years |  | 10 | Industry standard for coastal Oman environment
2535 | PAINT 176 | Install_Year |  | 2018 | Estimated from BOQ construction dates
2535 | PAINT 176 | Life_Expectancy_Years |  | 10 | Industry standard for coastal Oman environment
2536 | PAINT 177 | Install_Year |  | 2018 | Estimated from BOQ construction dates
2536 | PAINT 177 | Life_Expectancy_Years |  | 10 | Industry standard for coastal Oman environment
2537 | PAINT 178 | Install_Year |  | 2018 | Estimated from BOQ construction dates
2537 | PAINT 178 | Life_Expectancy_Years |  | 10 | Industry standard for coastal Oman environment
2538 | PAINT 179 | Install_Year |  | 2018 | Estimated from BOQ construction dates
2538 | PAINT 179 | Life_Expectancy_Years |  | 10 | Industry standard for coastal Oman environment
2539 | PAINT 180 | Install_Year |  | 2018 | Estimated from BOQ construction dates
2539 | PAINT 180 | Life_Expectancy_Years |  | 10 | Industry standard for coastal Oman environment
2540 | PAINT 181 | Install_Year |  | 2018 | Estimated from BOQ construction dates
2540 | PAINT 181 | Life_Expectancy_Years |  | 10 | Industry standard for coastal Oman environment
2541 | PAINT 182 | Install_Year |  | 2018 | Estimated from BOQ construction dates
2541 | PAINT 182 | Life_Expectancy_Years |  | 10 | Industry standard for coastal Oman environment
2542 | PAINT 183 | Install_Year |  | 2018 | Estimated from BOQ construction dates
2542 | PAINT 183 | Life_Expectancy_Years |  | 10 | Industry standard for coastal Oman environment
2543 | PAINT 184 | Install_Year |  | 2018 | Estimated from BOQ construction dates
2543 | PAINT 184 | Life_Expectancy_Years |  | 10 | Industry standard for coastal Oman environment
2544 | PAINT 185 | Install_Year |  | 2018 | Estimated from BOQ construction dates
2544 | PAINT 185 | Life_Expectancy_Years |  | 10 | Industry standard for coastal Oman environment
2545 | PAINT 186 | Install_Year |  | 2018 | Estimated from BOQ construction dates
2545 | PAINT 186 | Life_Expectancy_Years |  | 10 | Industry standard for coastal Oman environment
2546 | PAINT 187 | Install_Year |  | 2018 | Estimated from BOQ construction dates
2546 | PAINT 187 | Life_Expectancy_Years |  | 10 | Industry standard for coastal Oman environment
2547 | PAINT 188 | Install_Year |  | 2018 | Estimated from BOQ construction dates
2547 | PAINT 188 | Life_Expectancy_Years |  | 10 | Industry standard for coastal Oman environment
2548 | PAINT 189 | Install_Year |  | 2018 | Estimated from BOQ construction dates
2548 | PAINT 189 | Life_Expectancy_Years |  | 10 | Industry standard for coastal Oman environment
2549 | PAINT 190 | Install_Year |  | 2018 | Estimated from BOQ construction dates
2549 | PAINT 190 | Life_Expectancy_Years |  | 10 | Industry standard for coastal Oman environment
2550 | PAINT 191 | Install_Year |  | 2018 | Estimated from BOQ construction dates
2550 | PAINT 191 | Life_Expectancy_Years |  | 10 | Industry standard for coastal Oman environment
2551 | PAINT 192 | Install_Year |  | 2018 | Estimated from BOQ construction dates
2551 | PAINT 192 | Life_Expectancy_Years |  | 10 | Industry standard for coastal Oman environment
2552 | PAINT 193 | Install_Year |  | 2018 | Estimated from BOQ construction dates
2552 | PAINT 193 | Life_Expectancy_Years |  | 10 | Industry standard for coastal Oman environment
2553 | PAINT 194 | Install_Year |  | 2018 | Estimated from BOQ construction dates
2553 | PAINT 194 | Life_Expectancy_Years |  | 10 | Industry standard for coastal Oman environment
2554 | PAINT 195 | Install_Year |  | 2018 | Estimated from BOQ construction dates
2554 | PAINT 195 | Life_Expectancy_Years |  | 10 | Industry standard for coastal Oman environment
2555 | PAINT 196 | Install_Year |  | 2018 | Estimated from BOQ construction dates
2555 | PAINT 196 | Life_Expectancy_Years |  | 10 | Industry standard for coastal Oman environment
2556 | PAINT 197 | Install_Year |  | 2018 | Estimated from BOQ construction dates
2556 | PAINT 197 | Life_Expectancy_Years |  | 10 | Industry standard for coastal Oman environment
2557 | PAINT 198 | Install_Year |  | 2018 | Estimated from BOQ construction dates
2557 | PAINT 198 | Life_Expectancy_Years |  | 10 | Industry standard for coastal Oman environment
2558 | PAINT 199 | Install_Year |  | 2018 | Estimated from BOQ construction dates
2558 | PAINT 199 | Life_Expectancy_Years |  | 10 | Industry standard for coastal Oman environment
2559 | PAINT 200 | Install_Year |  | 2018 | Estimated from BOQ construction dates
2559 | PAINT 200 | Life_Expectancy_Years |  | 10 | Industry standard for coastal Oman environment
2560 | PAINT 201 | Install_Year |  | 2018 | Estimated from BOQ construction dates
2560 | PAINT 201 | Life_Expectancy_Years |  | 10 | Industry standard for coastal Oman environment
2561 | PAINT 202 | Install_Year |  | 2018 | Estimated from BOQ construction dates
2561 | PAINT 202 | Life_Expectancy_Years |  | 10 | Industry standard for coastal Oman environment
2562 | PAINT 203 | Install_Year |  | 2018 | Estimated from BOQ construction dates
2562 | PAINT 203 | Life_Expectancy_Years |  | 10 | Industry standard for coastal Oman environment
2563 | PAINT 204 | Install_Year |  | 2018 | Estimated from BOQ construction dates
2563 | PAINT 204 | Life_Expectancy_Years |  | 10 | Industry standard for coastal Oman environment
2564 | PAINT 205 | Install_Year |  | 2018 | Estimated from BOQ construction dates
2564 | PAINT 205 | Life_Expectancy_Years |  | 10 | Industry standard for coastal Oman environment
2565 | PAINT 206 | Install_Year |  | 2018 | Estimated from BOQ construction dates
2565 | PAINT 206 | Life_Expectancy_Years |  | 10 | Industry standard for coastal Oman environment
2566 | PAINT 207 | Install_Year |  | 2018 | Estimated from BOQ construction dates
2566 | PAINT 207 | Life_Expectancy_Years |  | 10 | Industry standard for coastal Oman environment
2567 | PAINT 208 | Install_Year |  | 2018 | Estimated from BOQ construction dates
2567 | PAINT 208 | Life_Expectancy_Years |  | 10 | Industry standard for coastal Oman environment
2568 | PAINT 209 | Install_Year |  | 2018 | Estimated from BOQ construction dates
2568 | PAINT 209 | Life_Expectancy_Years |  | 10 | Industry standard for coastal Oman environment
2569 | PAINT 210 | Install_Year |  | 2018 | Estimated from BOQ construction dates
2569 | PAINT 210 | Life_Expectancy_Years |  | 10 | Industry standard for coastal Oman environment
2570 | PAINT 211 | Install_Year |  | 2018 | Estimated from BOQ construction dates
2570 | PAINT 211 | Life_Expectancy_Years |  | 10 | Industry standard for coastal Oman environment
2571 | PAINT 212 | Install_Year |  | 2018 | Estimated from BOQ construction dates
2571 | PAINT 212 | Life_Expectancy_Years |  | 10 | Industry standard for coastal Oman environment
2572 | PAINT 213 | Install_Year |  | 2018 | Estimated from BOQ construction dates
2572 | PAINT 213 | Life_Expectancy_Years |  | 10 | Industry standard for coastal Oman environment
2573 | PAINT 214 | Install_Year |  | 2018 | Estimated from BOQ construction dates
2573 | PAINT 214 | Life_Expectancy_Years |  | 10 | Industry standard for coastal Oman environment
2574 | PAINT 215 | Install_Year |  | 2018 | Estimated from BOQ construction dates
2574 | PAINT 215 | Life_Expectancy_Years |  | 10 | Industry standard for coastal Oman environment
2575 | PAINT 216 | Install_Year |  | 2018 | Estimated from BOQ construction dates
2575 | PAINT 216 | Life_Expectancy_Years |  | 10 | Industry standard for coastal Oman environment
2576 | PAINT 217 | Install_Year |  | 2018 | Estimated from BOQ construction dates
2576 | PAINT 217 | Life_Expectancy_Years |  | 10 | Industry standard for coastal Oman environment
2577 | PAINT 218 | Install_Year |  | 2018 | Estimated from BOQ construction dates
2577 | PAINT 218 | Life_Expectancy_Years |  | 10 | Industry standard for coastal Oman environment
2578 | PAINT 219 | Install_Year |  | 2018 | Estimated from BOQ construction dates
2578 | PAINT 219 | Life_Expectancy_Years |  | 10 | Industry standard for coastal Oman environment
2579 | PAINT 220 | Install_Year |  | 2018 | Estimated from BOQ construction dates
2579 | PAINT 220 | Life_Expectancy_Years |  | 10 | Industry standard for coastal Oman environment
2580 | PAINT 221 | Install_Year |  | 2018 | Estimated from BOQ construction dates
2580 | PAINT 221 | Life_Expectancy_Years |  | 10 | Industry standard for coastal Oman environment
2581 | PAINT 222 | Install_Year |  | 2018 | Estimated from BOQ construction dates
2581 | PAINT 222 | Life_Expectancy_Years |  | 10 | Industry standard for coastal Oman environment
2582 | PAINT 223 | Install_Year |  | 2018 | Estimated from BOQ construction dates
2582 | PAINT 223 | Life_Expectancy_Years |  | 10 | Industry standard for coastal Oman environment
2583 | PAINT 224 | Install_Year |  | 2018 | Estimated from BOQ construction dates
2583 | PAINT 224 | Life_Expectancy_Years |  | 10 | Industry standard for coastal Oman environment
2584 | PAINT 225 | Install_Year |  | 2018 | Estimated from BOQ construction dates
2584 | PAINT 225 | Life_Expectancy_Years |  | 10 | Industry standard for coastal Oman environment
2585 | PAINT 226 | Install_Year |  | 2018 | Estimated from BOQ construction dates
2585 | PAINT 226 | Life_Expectancy_Years |  | 10 | Industry standard for coastal Oman environment
2586 | PAINT 227 | Install_Year |  | 2018 | Estimated from BOQ construction dates
2586 | PAINT 227 | Life_Expectancy_Years |  | 10 | Industry standard for coastal Oman environment
2587 | PAINT 228 | Install_Year |  | 2018 | Estimated from BOQ construction dates
2587 | PAINT 228 | Life_Expectancy_Years |  | 10 | Industry standard for coastal Oman environment
2588 | PAINT 229 | Install_Year |  | 2018 | Estimated from BOQ construction dates
2588 | PAINT 229 | Life_Expectancy_Years |  | 10 | Industry standard for coastal Oman environment
2589 | PAINT 230 | Install_Year |  | 2018 | Estimated from BOQ construction dates
2589 | PAINT 230 | Life_Expectancy_Years |  | 10 | Industry standard for coastal Oman environment
2590 | PAINT 231 | Install_Year |  | 2018 | Estimated from BOQ construction dates
2590 | PAINT 231 | Life_Expectancy_Years |  | 10 | Industry standard for coastal Oman environment
2591 | PAINT 232 | Install_Year |  | 2018 | Estimated from BOQ construction dates
2591 | PAINT 232 | Life_Expectancy_Years |  | 10 | Industry standard for coastal Oman environment
2592 | PAINT 233 | Install_Year |  | 2018 | Estimated from BOQ construction dates
2592 | PAINT 233 | Life_Expectancy_Years |  | 10 | Industry standard for coastal Oman environment
2593 | PAINT 234 | Install_Year |  | 2018 | Estimated from BOQ construction dates
2593 | PAINT 234 | Life_Expectancy_Years |  | 10 | Industry standard for coastal Oman environment
2594 | PAINT 235 | Install_Year |  | 2018 | Estimated from BOQ construction dates
2594 | PAINT 235 | Life_Expectancy_Years |  | 10 | Industry standard for coastal Oman environment
2595 | PAINT 236 | Install_Year |  | 2018 | Estimated from BOQ construction dates
2595 | PAINT 236 | Life_Expectancy_Years |  | 10 | Industry standard for coastal Oman environment
2596 | PAINT 237 | Install_Year |  | 2018 | Estimated from BOQ construction dates
2596 | PAINT 237 | Life_Expectancy_Years |  | 10 | Industry standard for coastal Oman environment
2597 | PAINT 238 | Install_Year |  | 2018 | Estimated from BOQ construction dates
2597 | PAINT 238 | Life_Expectancy_Years |  | 10 | Industry standard for coastal Oman environment
2598 | PAINT 239 | Install_Year |  | 2018 | Estimated from BOQ construction dates
2598 | PAINT 239 | Life_Expectancy_Years |  | 10 | Industry standard for coastal Oman environment
2599 | PAINT 240 | Install_Year |  | 2018 | Estimated from BOQ construction dates
2599 | PAINT 240 | Life_Expectancy_Years |  | 10 | Industry standard for coastal Oman environment
2600 | PAINT 241 | Install_Year |  | 2018 | Estimated from BOQ construction dates
2600 | PAINT 241 | Life_Expectancy_Years |  | 10 | Industry standard for coastal Oman environment
2601 | PAINT 242 | Install_Year |  | 2018 | Estimated from BOQ construction dates
2601 | PAINT 242 | Life_Expectancy_Years |  | 10 | Industry standard for coastal Oman environment
2602 | PAINT 243 | Install_Year |  | 2018 | Estimated from BOQ construction dates
2602 | PAINT 243 | Life_Expectancy_Years |  | 10 | Industry standard for coastal Oman environment
2603 | PAINT 244 | Install_Year |  | 2018 | Estimated from BOQ construction dates
2603 | PAINT 244 | Life_Expectancy_Years |  | 10 | Industry standard for coastal Oman environment
2604 | PAINT 245 | Install_Year |  | 2018 | Estimated from BOQ construction dates
2604 | PAINT 245 | Life_Expectancy_Years |  | 10 | Industry standard for coastal Oman environment
2605 | PAINT 246 | Install_Year |  | 2018 | Estimated from BOQ construction dates
2605 | PAINT 246 | Life_Expectancy_Years |  | 10 | Industry standard for coastal Oman environment
2606 | PAINT 247 | Install_Year |  | 2018 | Estimated from BOQ construction dates
2606 | PAINT 247 | Life_Expectancy_Years |  | 10 | Industry standard for coastal Oman environment
2607 | PAINT 248 | Install_Year |  | 2018 | Estimated from BOQ construction dates
2607 | PAINT 248 | Life_Expectancy_Years |  | 10 | Industry standard for coastal Oman environment
2608 | PAINT 249 | Install_Year |  | 2018 | Estimated from BOQ construction dates
2608 | PAINT 249 | Life_Expectancy_Years |  | 10 | Industry standard for coastal Oman environment
2609 | PAINT 250 | Install_Year |  | 2018 | Estimated from BOQ construction dates
2609 | PAINT 250 | Life_Expectancy_Years |  | 10 | Industry standard for coastal Oman environment
2610 | PAINT 251 | Install_Year |  | 2018 | Estimated from BOQ construction dates
2610 | PAINT 251 | Life_Expectancy_Years |  | 10 | Industry standard for coastal Oman environment
2611 | PAINT 252 | Install_Year |  | 2018 | Estimated from BOQ construction dates
2611 | PAINT 252 | Life_Expectancy_Years |  | 10 | Industry standard for coastal Oman environment
2612 | PAINT 253 | Install_Year |  | 2018 | Estimated from BOQ construction dates
2612 | PAINT 253 | Life_Expectancy_Years |  | 10 | Industry standard for coastal Oman environment
2613 | PAINT 254 | Install_Year |  | 2018 | Estimated from BOQ construction dates
2613 | PAINT 254 | Life_Expectancy_Years |  | 10 | Industry standard for coastal Oman environment
2614 | PAINT 255 | Install_Year |  | 2018 | Estimated from BOQ construction dates
2614 | PAINT 255 | Life_Expectancy_Years |  | 10 | Industry standard for coastal Oman environment
2615 | PAINT 256 | Install_Year |  | 2018 | Estimated from BOQ construction dates
2615 | PAINT 256 | Life_Expectancy_Years |  | 10 | Industry standard for coastal Oman environment
2616 | PAINT 257 | Install_Year |  | 2018 | Estimated from BOQ construction dates
2616 | PAINT 257 | Life_Expectancy_Years |  | 10 | Industry standard for coastal Oman environment
2617 | PAINT 258 | Install_Year |  | 2018 | Estimated from BOQ construction dates
2617 | PAINT 258 | Life_Expectancy_Years |  | 10 | Industry standard for coastal Oman environment
2618 | PAINT 259 | Install_Year |  | 2018 | Estimated from BOQ construction dates
2618 | PAINT 259 | Life_Expectancy_Years |  | 10 | Industry standard for coastal Oman environment
2619 | PAINT 260 | Install_Year |  | 2018 | Estimated from BOQ construction dates
2619 | PAINT 260 | Life_Expectancy_Years |  | 10 | Industry standard for coastal Oman environment
JMB-UPS-001 | UPS System | Install_Year |  | 2019 | BOQ Hotel/Zone construction year
JMB-GEN-001 | Diesel Generator | Install_Year |  | 2019 | BOQ Hotel/Zone construction year
JMB-PLMB-001 | Plumbing & Drainage System | Install_Year |  | 2019 | BOQ Hotel/Zone construction year
JMB-LPG-001 | LPG System | Install_Year |  | 2019 | BOQ Hotel/Zone construction year
JMB-BMS-001 | Building Management System | Install_Year |  | 2019 | BOQ Hotel/Zone construction year
JMB-GRMS-001 | Guest Room Management System | Install_Year |  | 2019 | BOQ Hotel/Zone construction year
JMB-IPTV-001 | IPTV System | Install_Year |  | 2019 | BOQ Hotel/Zone construction year
JMB-AV-001 | Audio Visual System | Install_Year |  | 2019 | BOQ Hotel/Zone construction year
JMB-LTG-001 | Lighting Control System | Install_Year |  | 2019 | BOQ Hotel/Zone construction year
JMB-CBS-001 | Central Battery System | Install_Year |  | 2019 | BOQ Hotel/Zone construction year
JMB-KIT-001 | Kitchen Equipment | Install_Year |  | 2019 | BOQ Hotel/Zone construction year
JMB-LCH-001 | Linen Chute System | Install_Year |  | 2019 | BOQ Hotel/Zone construction year
JMB-SPA-001 | SPA Equipment & FF&E | Install_Year |  | 2019 | BOQ Hotel/Zone construction year
JMB-WIN-001 | Aluminium Windows & Curtain Wall | Install_Year |  | 2019 | BOQ Hotel/Zone construction year
JMB-MTL-001 | Metal Works | Install_Year |  | 2019 | BOQ Hotel/Zone construction year
JMB-STONE-001 | Marble, Tiles, Granite & Natural Stone | Install_Year |  | 2019 | BOQ Hotel/Zone construction year
JMB-WOOD-001 | Engineered Timber Flooring | Install_Year |  | 2019 | BOQ Hotel/Zone construction year
JMB-DOOR-001 | External Wooden Doors | Install_Year |  | 2019 | BOQ Hotel/Zone construction year
JMB-SHUT-001 | Rolling Shutters | Install_Year |  | 2019 | BOQ Hotel/Zone construction year
JMB-SIGN-001 | Signage & Wayfinding | Install_Year |  | 2019 | BOQ Hotel/Zone construction year
JMB-LAND-001 | Landscape & Irrigation | Install_Year |  | 2019 | BOQ Hotel/Zone construction year
JMB-TENNIS-001 | Tennis Court Flooring | Install_Year |  | 2019 | BOQ Hotel/Zone construction year
58 | EFF | Capacity_Size |  | 1000 kVA 11/0.4kV | BOQ ref X900.3
293 | ELDB-903 | Capacity_Size |  | 1000 kVA 11/0.4kV | BOQ ref X900.3
294 | FPILLAR-04, | Capacity_Size |  | LV Feeder Pillar | BOQ Infrastructure Electrical
295 | FPILLAR-02, | Capacity_Size |  | LV Feeder Pillar | BOQ Infrastructure Electrical
296 | FPILLAR-01, | Capacity_Size |  | LV Feeder Pillar | BOQ Infrastructure Electrical
828 | GV | Capacity_Size |  | Check BOQ Water Services for gate valve sizes | BOQ capacity note
829 | GV | Capacity_Size |  | Check BOQ Water Services for gate valve sizes | BOQ capacity note
830 | GV | Capacity_Size |  | Check BOQ Water Services for gate valve sizes | BOQ capacity note
831 | GV | Capacity_Size |  | Check BOQ Water Services for gate valve sizes | BOQ capacity note
832 | GV | Capacity_Size |  | Check BOQ Water Services for gate valve sizes | BOQ capacity note
833 | GV | Capacity_Size |  | Check BOQ Water Services for gate valve sizes | BOQ capacity note
834 | GV | Capacity_Size |  | Check BOQ Water Services for gate valve sizes | BOQ capacity note
835 | GV | Capacity_Size |  | Check BOQ Water Services for gate valve sizes | BOQ capacity note
836 | PLGV-485 | Capacity_Size |  | Check BOQ Water Services for gate valve sizes | BOQ capacity note
837 | PLGV-484 | Capacity_Size |  | Check BOQ Water Services for gate valve sizes | BOQ capacity note
838 | PLGV-483 | Capacity_Size |  | Check BOQ Water Services for gate valve sizes | BOQ capacity note
839 | PLGV-482 | Capacity_Size |  | Check BOQ Water Services for gate valve sizes | BOQ capacity note
840 | PLGV-481 | Capacity_Size |  | Check BOQ Water Services for gate valve sizes | BOQ capacity note
841 | PLGV-480 | Capacity_Size |  | Check BOQ Water Services for gate valve sizes | BOQ capacity note
853 | PLARV-335 | Capacity_Size |  | Check BOQ Water Services for air valve sizes | BOQ capacity note
854 | PLARV-336 | Capacity_Size |  | Check BOQ Water Services for air valve sizes | BOQ capacity note
855 | PLARV-337 | Capacity_Size |  | Check BOQ Water Services for air valve sizes | BOQ capacity note
856 | PLARV-340 | Capacity_Size |  | Check BOQ Water Services for air valve sizes | BOQ capacity note
857 | PLARV-341 | Capacity_Size |  | Check BOQ Water Services for air valve sizes | BOQ capacity note
858 | PLARV-342 | Capacity_Size |  | Check BOQ Water Services for air valve sizes | BOQ capacity note
859 | PLARV-351 | Capacity_Size |  | Check BOQ Water Services for air valve sizes | BOQ capacity note
860 | PLARV-352 | Capacity_Size |  | Check BOQ Water Services for air valve sizes | BOQ capacity note
861 | PLARV-353 | Capacity_Size |  | Check BOQ Water Services for air valve sizes | BOQ capacity note
862 | PLARV-354 | Capacity_Size |  | Check BOQ Water Services for air valve sizes | BOQ capacity note
863 | PLARV-338 | Capacity_Size |  | Check BOQ Water Services for air valve sizes | BOQ capacity note
864 | PLARV-343 | Capacity_Size |  | Check BOQ Water Services for air valve sizes | BOQ capacity note
865 | PLARV-344 | Capacity_Size |  | Check BOQ Water Services for air valve sizes | BOQ capacity note
866 | PLARV-345 | Capacity_Size |  | Check BOQ Water Services for air valve sizes | BOQ capacity note
867 | PLARV-346 | Capacity_Size |  | Check BOQ Water Services for air valve sizes | BOQ capacity note
868 | PLARV-347 | Capacity_Size |  | Check BOQ Water Services for air valve sizes | BOQ capacity note
869 | PLARV-348 | Capacity_Size |  | Check BOQ Water Services for air valve sizes | BOQ capacity note
870 | PLARV-349 | Capacity_Size |  | Check BOQ Water Services for air valve sizes | BOQ capacity note
871 | PLARV-350 | Capacity_Size |  | Check BOQ Water Services for air valve sizes | BOQ capacity note
872 | PLARV-339 | Capacity_Size |  | Check BOQ Water Services for air valve sizes | BOQ capacity note
448 | HVDXI-2389 | Capacity_Size |  | Check BOQ Staff Accommodation / VS for split AC tonnage (typically 1.5-2.5 Ton) | BOQ capacity note
449 | HVDXI-2390 | Capacity_Size |  | Check BOQ Staff Accommodation / VS for split AC tonnage (typically 1.5-2.5 Ton) | BOQ capacity note
450 | HVDXI-2391 | Capacity_Size |  | Check BOQ Staff Accommodation / VS for split AC tonnage (typically 1.5-2.5 Ton) | BOQ capacity note
451 | HVDXI-2392 | Capacity_Size |  | Check BOQ Staff Accommodation / VS for split AC tonnage (typically 1.5-2.5 Ton) | BOQ capacity note
452 | HVDXI-2386 | Capacity_Size |  | Check BOQ Staff Accommodation / VS for split AC tonnage (typically 1.5-2.5 Ton) | BOQ capacity note
453 | HVDXI-2387 | Capacity_Size |  | Check BOQ Staff Accommodation / VS for split AC tonnage (typically 1.5-2.5 Ton) | BOQ capacity note
454 | HVDXI2384 | Capacity_Size |  | Check BOQ Staff Accommodation / VS for split AC tonnage (typically 1.5-2.5 Ton) | BOQ capacity note
455 | HVDXI2385 | Capacity_Size |  | Check BOQ Staff Accommodation / VS for split AC tonnage (typically 1.5-2.5 Ton) | BOQ capacity note
456 | HVDXI | Capacity_Size |  | Check BOQ Staff Accommodation / VS for split AC tonnage (typically 1.5-2.5 Ton) | BOQ capacity note
457 | HVDXI | Capacity_Size |  | Check BOQ Staff Accommodation / VS for split AC tonnage (typically 1.5-2.5 Ton) | BOQ capacity note
458 | HVDXI1 | Capacity_Size |  | Check BOQ Staff Accommodation / VS for split AC tonnage (typically 1.5-2.5 Ton) | BOQ capacity note
459 | HVDXI2 | Capacity_Size |  | Check BOQ Staff Accommodation / VS for split AC tonnage (typically 1.5-2.5 Ton) | BOQ capacity note
460 | HVDXI | Capacity_Size |  | Check BOQ Staff Accommodation / VS for split AC tonnage (typically 1.5-2.5 Ton) | BOQ capacity note
461 | HVDXI | Capacity_Size |  | Check BOQ Staff Accommodation / VS for split AC tonnage (typically 1.5-2.5 Ton) | BOQ capacity note
468 | FAHU | Capacity_Size |  | Check BOQ building MEP for AHU/package unit capacity | BOQ capacity note
469 | FAHU-612 | Capacity_Size |  | Check BOQ building MEP for AHU/package unit capacity | BOQ capacity note
470 | HVEXF-589 | Capacity_Size |  | Check BOQ building MEP for AHU/package unit capacity | BOQ capacity note
471 | HVEXF-590 | Capacity_Size |  | Check BOQ building MEP for AHU/package unit capacity | BOQ capacity note
472 | FAHU-591 | Capacity_Size |  | Check BOQ building MEP for AHU/package unit capacity | BOQ capacity note
473 | FAHU-695 | Capacity_Size |  | Check BOQ building MEP for AHU/package unit capacity | BOQ capacity note
595 | 2388 | Capacity_Size |  | Check BOQ Staff Accommodation / VS for split AC tonnage (typically 1.5-2.5 Ton) | BOQ capacity note
596 | 2397 | Capacity_Size |  | Check BOQ Staff Accommodation / VS for split AC tonnage (typically 1.5-2.5 Ton) | BOQ capacity note
597 | 2394 | Capacity_Size |  | Check BOQ Staff Accommodation / VS for split AC tonnage (typically 1.5-2.5 Ton) | BOQ capacity note
598 | 2395 | Capacity_Size |  | Check BOQ Staff Accommodation / VS for split AC tonnage (typically 1.5-2.5 Ton) | BOQ capacity note
599 | 2396 | Capacity_Size |  | Check BOQ Staff Accommodation / VS for split AC tonnage (typically 1.5-2.5 Ton) | BOQ capacity note
600 | 2393 | Capacity_Size |  | Check BOQ Staff Accommodation / VS for split AC tonnage (typically 1.5-2.5 Ton) | BOQ capacity note
601 | SU | Capacity_Size |  | Check BOQ Staff Accommodation / VS for split AC tonnage (typically 1.5-2.5 Ton) | BOQ capacity note
602 | SPA | Capacity_Size |  | Check BOQ Staff Accommodation / VS for split AC tonnage (typically 1.5-2.5 Ton) | BOQ capacity note
603 | SPA | Capacity_Size |  | Check BOQ Staff Accommodation / VS for split AC tonnage (typically 1.5-2.5 Ton) | BOQ capacity note
604 | SPA | Capacity_Size |  | Check BOQ Staff Accommodation / VS for split AC tonnage (typically 1.5-2.5 Ton) | BOQ capacity note
605 | SPA | Capacity_Size |  | Check BOQ Staff Accommodation / VS for split AC tonnage (typically 1.5-2.5 Ton) | BOQ capacity note
606 | SPA | Capacity_Size |  | Check BOQ Staff Accommodation / VS for split AC tonnage (typically 1.5-2.5 Ton) | BOQ capacity note
607 | SPA1 | Capacity_Size |  | Check BOQ Staff Accommodation / VS for split AC tonnage (typically 1.5-2.5 Ton) | BOQ capacity note
608 | SPA2 | Capacity_Size |  | Check BOQ Staff Accommodation / VS for split AC tonnage (typically 1.5-2.5 Ton) | BOQ capacity note
609 | SPA1 | Capacity_Size |  | Check BOQ Staff Accommodation / VS for split AC tonnage (typically 1.5-2.5 Ton) | BOQ capacity note
610 | SPA2 | Capacity_Size |  | Check BOQ Staff Accommodation / VS for split AC tonnage (typically 1.5-2.5 Ton) | BOQ capacity note
611 | SPA | Capacity_Size |  | Check BOQ Staff Accommodation / VS for split AC tonnage (typically 1.5-2.5 Ton) | BOQ capacity note
612 | HVSPU-2402 | Capacity_Size |  | Check BOQ Staff Accommodation / VS for split AC tonnage (typically 1.5-2.5 Ton) | BOQ capacity note
613 | HVSPU-2400 | Capacity_Size |  | Check BOQ Staff Accommodation / VS for split AC tonnage (typically 1.5-2.5 Ton) | BOQ capacity note
614 | HVSPU-2401 | Capacity_Size |  | Check BOQ Staff Accommodation / VS for split AC tonnage (typically 1.5-2.5 Ton) | BOQ capacity note
615 | HVSPU-2405 | Capacity_Size |  | Check BOQ Staff Accommodation / VS for split AC tonnage (typically 1.5-2.5 Ton) | BOQ capacity note
616 | HVSPU-2403 | Capacity_Size |  | Check BOQ Staff Accommodation / VS for split AC tonnage (typically 1.5-2.5 Ton) | BOQ capacity note
617 | HVSPU-2404 | Capacity_Size |  | Check BOQ Staff Accommodation / VS for split AC tonnage (typically 1.5-2.5 Ton) | BOQ capacity note
618 | HVSPU-2408 | Capacity_Size |  | Check BOQ Staff Accommodation / VS for split AC tonnage (typically 1.5-2.5 Ton) | BOQ capacity note
619 | HVSPU2406 | Capacity_Size |  | Check BOQ Staff Accommodation / VS for split AC tonnage (typically 1.5-2.5 Ton) | BOQ capacity note
620 | HVSPU24067 | Capacity_Size |  | Check BOQ Staff Accommodation / VS for split AC tonnage (typically 1.5-2.5 Ton) | BOQ capacity note
621 | HVSPU2411 | Capacity_Size |  | Check BOQ Staff Accommodation / VS for split AC tonnage (typically 1.5-2.5 Ton) | BOQ capacity note
622 | HVSPU-2409 | Capacity_Size |  | Check BOQ Staff Accommodation / VS for split AC tonnage (typically 1.5-2.5 Ton) | BOQ capacity note
623 | HVSPU-2410 | Capacity_Size |  | Check BOQ Staff Accommodation / VS for split AC tonnage (typically 1.5-2.5 Ton) | BOQ capacity note
624 | HVSPU-2414 | Capacity_Size |  | Check BOQ Staff Accommodation / VS for split AC tonnage (typically 1.5-2.5 Ton) | BOQ capacity note
625 | HVSPU-2409 | Capacity_Size |  | Check BOQ Staff Accommodation / VS for split AC tonnage (typically 1.5-2.5 Ton) | BOQ capacity note
626 | HVSPU-2413 | Capacity_Size |  | Check BOQ Staff Accommodation / VS for split AC tonnage (typically 1.5-2.5 Ton) | BOQ capacity note
627 | HVSPU-2417 | Capacity_Size |  | Check BOQ Staff Accommodation / VS for split AC tonnage (typically 1.5-2.5 Ton) | BOQ capacity note
628 | HVSPU-2415 | Capacity_Size |  | Check BOQ Staff Accommodation / VS for split AC tonnage (typically 1.5-2.5 Ton) | BOQ capacity note
629 | HVSPU-2416 | Capacity_Size |  | Check BOQ Staff Accommodation / VS for split AC tonnage (typically 1.5-2.5 Ton) | BOQ capacity note
630 | HVSPU-2420 | Capacity_Size |  | Check BOQ Staff Accommodation / VS for split AC tonnage (typically 1.5-2.5 Ton) | BOQ capacity note
631 | HVSPU-2418 | Capacity_Size |  | Check BOQ Staff Accommodation / VS for split AC tonnage (typically 1.5-2.5 Ton) | BOQ capacity note
632 | HVSPU-2419 | Capacity_Size |  | Check BOQ Staff Accommodation / VS for split AC tonnage (typically 1.5-2.5 Ton) | BOQ capacity note
633 | HVSPU-2423 | Capacity_Size |  | Check BOQ Staff Accommodation / VS for split AC tonnage (typically 1.5-2.5 Ton) | BOQ capacity note
634 | HVSPU-2421 | Capacity_Size |  | Check BOQ Staff Accommodation / VS for split AC tonnage (typically 1.5-2.5 Ton) | BOQ capacity note
635 | HVSPU-2419 | Capacity_Size |  | Check BOQ Staff Accommodation / VS for split AC tonnage (typically 1.5-2.5 Ton) | BOQ capacity note
636 | HVSPU-2426 | Capacity_Size |  | Check BOQ Staff Accommodation / VS for split AC tonnage (typically 1.5-2.5 Ton) | BOQ capacity note
637 | HVSPU-2424 | Capacity_Size |  | Check BOQ Staff Accommodation / VS for split AC tonnage (typically 1.5-2.5 Ton) | BOQ capacity note
638 | HVSPU-2425 | Capacity_Size |  | Check BOQ Staff Accommodation / VS for split AC tonnage (typically 1.5-2.5 Ton) | BOQ capacity note
639 | HVSPU-2429 | Capacity_Size |  | Check BOQ Staff Accommodation / VS for split AC tonnage (typically 1.5-2.5 Ton) | BOQ capacity note
640 | HVSPU-2427 | Capacity_Size |  | Check BOQ Staff Accommodation / VS for split AC tonnage (typically 1.5-2.5 Ton) | BOQ capacity note
641 | SPA | Capacity_Size |  | Check BOQ Staff Accommodation / VS for split AC tonnage (typically 1.5-2.5 Ton) | BOQ capacity note
642 | HVSPU-2431 | Capacity_Size |  | Check BOQ Staff Accommodation / VS for split AC tonnage (typically 1.5-2.5 Ton) | BOQ capacity note
644 | HVSPU-2430 | Capacity_Size |  | Check BOQ Staff Accommodation / VS for split AC tonnage (typically 1.5-2.5 Ton) | BOQ capacity note
645 | HVSPU-2433 | Capacity_Size |  | Check BOQ Staff Accommodation / VS for split AC tonnage (typically 1.5-2.5 Ton) | BOQ capacity note
646 | HVSPU-2717 | Capacity_Size |  | Check BOQ Staff Accommodation / VS for split AC tonnage (typically 1.5-2.5 Ton) | BOQ capacity note
647 | HVSPU-2432 | Capacity_Size |  | Check BOQ Staff Accommodation / VS for split AC tonnage (typically 1.5-2.5 Ton) | BOQ capacity note
648 | HVSPU-2435 | Capacity_Size |  | Check BOQ Staff Accommodation / VS for split AC tonnage (typically 1.5-2.5 Ton) | BOQ capacity note
649 | HVSPU-2718 | Capacity_Size |  | Check BOQ Staff Accommodation / VS for split AC tonnage (typically 1.5-2.5 Ton) | BOQ capacity note
650 | HVSPU-2434 | Capacity_Size |  | Check BOQ Staff Accommodation / VS for split AC tonnage (typically 1.5-2.5 Ton) | BOQ capacity note
651 | HVSPU-2437 | Capacity_Size |  | Check BOQ Staff Accommodation / VS for split AC tonnage (typically 1.5-2.5 Ton) | BOQ capacity note
652 | HVSPU-2719 | Capacity_Size |  | Check BOQ Staff Accommodation / VS for split AC tonnage (typically 1.5-2.5 Ton) | BOQ capacity note
653 | HVSPU-2436 | Capacity_Size |  | Check BOQ Staff Accommodation / VS for split AC tonnage (typically 1.5-2.5 Ton) | BOQ capacity note
654 | HVSPU-2439 | Capacity_Size |  | Check BOQ Staff Accommodation / VS for split AC tonnage (typically 1.5-2.5 Ton) | BOQ capacity note
655 | HVSPU-2720 | Capacity_Size |  | Check BOQ Staff Accommodation / VS for split AC tonnage (typically 1.5-2.5 Ton) | BOQ capacity note
656 | HVSPU-2438 | Capacity_Size |  | Check BOQ Staff Accommodation / VS for split AC tonnage (typically 1.5-2.5 Ton) | BOQ capacity note
657 | HVSPU-2435 | Capacity_Size |  | Check BOQ Staff Accommodation / VS for split AC tonnage (typically 1.5-2.5 Ton) | BOQ capacity note
658 | HVSPU-2721 | Capacity_Size |  | Check BOQ Staff Accommodation / VS for split AC tonnage (typically 1.5-2.5 Ton) | BOQ capacity note
659 | HVSPU-2440 | Capacity_Size |  | Check BOQ Staff Accommodation / VS for split AC tonnage (typically 1.5-2.5 Ton) | BOQ capacity note
660 | HVSPU-2443 | Capacity_Size |  | Check BOQ Staff Accommodation / VS for split AC tonnage (typically 1.5-2.5 Ton) | BOQ capacity note
661 | HVSPU-2722 | Capacity_Size |  | Check BOQ Staff Accommodation / VS for split AC tonnage (typically 1.5-2.5 Ton) | BOQ capacity note
662 | HVSPU-2442 | Capacity_Size |  | Check BOQ Staff Accommodation / VS for split AC tonnage (typically 1.5-2.5 Ton) | BOQ capacity note
663 | HVSPU-2445 | Capacity_Size |  | Check BOQ Staff Accommodation / VS for split AC tonnage (typically 1.5-2.5 Ton) | BOQ capacity note
664 | HVSPU | Capacity_Size |  | Check BOQ Staff Accommodation / VS for split AC tonnage (typically 1.5-2.5 Ton) | BOQ capacity note
665 | HVSPU | Capacity_Size |  | Check BOQ Staff Accommodation / VS for split AC tonnage (typically 1.5-2.5 Ton) | BOQ capacity note
666 | 2447 | Capacity_Size |  | Check BOQ Staff Accommodation / VS for split AC tonnage (typically 1.5-2.5 Ton) | BOQ capacity note
667 | HVSPU | Capacity_Size |  | Check BOQ Staff Accommodation / VS for split AC tonnage (typically 1.5-2.5 Ton) | BOQ capacity note
668 | HVSPU | Capacity_Size |  | Check BOQ Staff Accommodation / VS for split AC tonnage (typically 1.5-2.5 Ton) | BOQ capacity note
669 | 2449 | Capacity_Size |  | Check BOQ Staff Accommodation / VS for split AC tonnage (typically 1.5-2.5 Ton) | BOQ capacity note
670 | HVSPU | Capacity_Size |  | Check BOQ Staff Accommodation / VS for split AC tonnage (typically 1.5-2.5 Ton) | BOQ capacity note
671 | HVSPU | Capacity_Size |  | Check BOQ Staff Accommodation / VS for split AC tonnage (typically 1.5-2.5 Ton) | BOQ capacity note
672 | 2451 | Capacity_Size |  | Check BOQ Staff Accommodation / VS for split AC tonnage (typically 1.5-2.5 Ton) | BOQ capacity note
673 | HVSPU | Capacity_Size |  | Check BOQ Staff Accommodation / VS for split AC tonnage (typically 1.5-2.5 Ton) | BOQ capacity note
674 | HVSPU | Capacity_Size |  | Check BOQ Staff Accommodation / VS for split AC tonnage (typically 1.5-2.5 Ton) | BOQ capacity note
675 | HVSPU-135 | Capacity_Size |  | Check BOQ Staff Accommodation / VS for split AC tonnage (typically 1.5-2.5 Ton) | BOQ capacity note
676 | HVSPU-134 | Capacity_Size |  | Check BOQ Staff Accommodation / VS for split AC tonnage (typically 1.5-2.5 Ton) | BOQ capacity note
677 | SPA | Capacity_Size |  | Check BOQ Staff Accommodation / VS for split AC tonnage (typically 1.5-2.5 Ton) | BOQ capacity note
678 | HVSPU-3070 | Capacity_Size |  | Check BOQ Staff Accommodation / VS for split AC tonnage (typically 1.5-2.5 Ton) | BOQ capacity note
679 | HVSPU-3071 | Capacity_Size |  | Check BOQ Staff Accommodation / VS for split AC tonnage (typically 1.5-2.5 Ton) | BOQ capacity note
680 | SPA | Capacity_Size |  | Check BOQ Staff Accommodation / VS for split AC tonnage (typically 1.5-2.5 Ton) | BOQ capacity note

## ReadMe
MUSCAT BAY — ENHANCED ASSET REGISTER
Generated: 2026-04-16
OVERVIEW
This workbook is the enhanced version of the Muscat Bay Asset Register.
It merges the original 2,914-asset register with findings from the BOQ cross-reference analysis.
SHEETS
1. Master_Asset_Register — All assets (existing + 148 new from BOQ). Yellow rows = new assets.
2. Master_PPM_Plan — All PPM tasks (existing + new for the 148 added assets).
3. Summary_KPIs — Counts, discipline breakdown, completeness metrics.
4. Gap_Analysis — BOQ section-by-section coverage status and missing assets.
5. Data_Fills_Log — Every data fill applied (install year, life expectancy, capacity).
6. ReadMe — This sheet.
WHAT CHANGED
• 686 data fills applied to existing assets (empty Install_Year, Life_Expectancy, Capacity fields)
• 148 new assets appended (marked yellow, Status='TO VERIFY')
• 163 new PPM tasks generated for the new assets
• All existing data preserved exactly as-is — only empty cells were filled
NEXT STEPS
1. Physical survey of all 148 new assets to confirm existence, condition, and serial numbers
2. Review 'TO VERIFY' status assets and update Condition after site inspection
3. Assign AMC contractors and responsibility owners for new assets
4. Import into Supabase once verified
COLOUR CODING
• Yellow background = New asset from BOQ cross-reference
• Green condition = Good / Working
• Amber condition = Fair / TBD - Survey Required
• Red condition = Poor / Critical / Failed
SOURCE FILES
• Original register: Assets Register Tracker.xlsx
• BOQ: Reserve Fund Muscat Bay - Updated - 14.04.26.xlsx
• Cross-reference: boq_crossref_results.json